## Table 2-A
Table 2-A: Regulated Emission Sources
Unit and stack numbering must correspond throughout the application package. If applying for a NOI under 20.2.73 NMAC, equipment exemptions under 2.72.202 NMAC do not apply.
Unit Number1 | Source Description | Make | Model # | Serial # | Manufact-urer's Rated Capacity3 (Specify Units) | Requested Permitted Capacity3 (Specify Units) | Date of Manufacture2 | Controlled by Unit # | Source Classi- fication Code (SCC) | For Each Piece of Equipment, Check One | RICE Ignition Type (CI, SI, 4SLB, 4SRB, 2SLB)4 | Replacing Unit No.
[7 empty] | Date of Construction/ Reconstruction2 | Emissions vented to Stack #
1 | Road Particulate Emissions | N/A | N/A | N/A | N/A | N/A | N/A | N/A | 30502504 | X Existing (unchanged)  To be Removed  New/Additional  Replacement Unit  To Be Modified  To be Replaced | N/A | N/A
[7 empty] | N/A | N/A
2 | Landfill Earthmoving Particulate Emissions | N/A | N/A | N/A | N/A | N/A | N/A | N/A | 30502504 | X Existing (unchanged)  To be Removed  New/Additional  Replacement Unit  To Be Modified  To be Replaced | N/A | N/A
[7 empty] | N/A | N/A
3 | Landfill Gas Emissions | N/A | N/A | N/A | N/A | N/A | N/A | N/A | 50100402 |  Existing (unchanged)  To be Removed  New/Additional  Replacement Unit X To Be Modified  To be Replaced | N/A | N/A
[7 empty] | N/A | N/A
4 | Petroleum Hydrocarbon Landfarm | N/A | N/A | N/A | N/A | N/A | N/A | N/A | 50410310 | X Existing (unchanged)  To be Removed  New/Additional  Replacement Unit  To Be Modified  To be Replaced | N/A | N/A
[7 empty] | N/A | N/A
5 | Landfill Gas Flare | LFG Specialities | PCF1230I10 | N/A | N/A | N/A | 2000-05-01 | N/A | 50100410 |  Existing (unchanged)  To be Removed  New/Additional  Replacement Unit X To Be Modified  To be Replaced | N/A | N/A
[7 empty] | 2000-05-01 | 1
 Existing (unchanged)  To be Removed  New/Additional  Replacement Unit  To Be Modified  To be Replaced
 Existing (unchanged)  To be Removed  New/Additional  Replacement Unit  To Be Modified  To be Replaced
 Existing (unchanged)  To be Removed  New/Additional  Replacement Unit  To Be Modified  To be Replaced
 Existing (unchanged)  To be Removed  New/Additional  Replacement Unit  To Be Modified  To be Replaced
 Existing (unchanged)  To be Removed  New/Additional  Replacement Unit  To Be Modified  To be Replaced
 Existing (unchanged)  To be Removed  New/Additional  Replacement Unit  To Be Modified  To be Replaced
 Existing (unchanged)  To be Removed  New/Additional  Replacement Unit  To Be Modified  To be Replaced
 Existing (unchanged)  To be Removed  New/Additional  Replacement Unit  To Be Modified  To be Replaced
 Existing (unchanged)  To be Removed  New/Additional  Replacement Unit  To Be Modified  To be Replaced
1 Unit numbers must correspond to unit numbers in the previous permit unless a complete cross reference table of all units in both permits is provided.
2 Specify dates required to determine regulatory applicability.
3 To properly account for power conversion efficiencies, generator set rated capacity shall be reported as the rated capacity of the engine in horsepower, not the kilowatt capacity of the generator set.
4 "4SLB" means four stroke lean burn engine, "4SRB" means four stroke rich burn engine, "2SLB" means two stroke lean burn engine, "CI" means compression ignition, and "SI" means spark ignition

## 2-B
Table 2-B: Insignificant Activities1 (20.2.70 NMAC) OR Exempted Equipment (20.2.72 NMAC)
All 20.2.70 NMAC (Title V) applications must list all Insignificant Activities in this table. All 20.2.72 NMAC applications must list Exempted Equipment in this table. If equipment listed on this table is exempt under 20.2.72.202.B.5, include emissions calculations and emissions totals for 202.B.5 "similar functions" units, operations, and activities in Section 6, Calculations. Equipment and activities exempted under 20.2.72.202 NMAC may not necessarily be Insignificant under 20.2.70 NMAC (and vice versa). Unit & stack numbering must be consistent throughout the application package. Per Exemptions Policy 02-012.00 (see http://www.env.nm.gov/aqb/permit/aqb_pol.html ), 20.2.72.202.B NMAC Exemptions do not apply, but 20.2.72.202.A NMAC exemptions do apply to NOI facilities under 20.2.73 NMAC. List 20.2.72.301.D.4 NMAC Auxiliary Equipment for Streamline applications in Table 2-A. The List of Insignificant Activities (for TV) can be found online at http://www.env.nm.gov/aqb/forms/InsignificantListTitleV.pdf . TV sources may elect to enter both TV Insignificant Activities and Part 72 Exemptions on this form.
Unit Number | Source Description | Manufacturer | Model No. | Max Capacity | List Specific 20.2.72.202 NMAC Exemption (e.g. 20.2.72.202.B.5) | Date of Manufacture /Reconstruction2 | For Each Piece of Equipment, Check Onc
|  |  | Serial No. | Capacity Units | Insignificant Activity citation (e.g. IA List Item #1.a) | Date of Installation /Construction2
2 | Diesel Fuel Storage Tank | N/A | N/A | 10000 | N/A | N/A | X Existing (unchanged)  To be Removed  New/Additional  Replacement Unit  To Be Modified  To be Replaced
|  |  | N/A | gallons | I.A. List Items #1.a, and #8 | N/A
2 | Waste Oil Storage Tank | N/A | N/A | 500 | N/A | N/A | X Existing (unchanged)  To be Removed  New/Additional  Replacement Unit  To Be Modified  To be Replaced
|  |  | N/A | gallons | I.A. List Item #5 | N/A
2 | Parts Degreaser | ChemFree Corporation | N/A | <10mm Hg | N/A | N/A | X Existing (unchanged)  To be Removed  New/Additional  Replacement Unit  To Be Modified  To be Replaced
|  |  | N/A | vapor pressure | I.A List Item #5 | N/A
2 | Motor Oil and Antifreeze Storage | N/A | N/A | <1mm Hg | N/A | N/A | X Existing (unchanged)  To be Removed  New/Additional  Replacement Unit  To Be Modified  To be Replaced
|  |  | N/A | vapor pressure | I.A. List Item #5 | N/A
2 | Portable Light Towers | Ingersol Rand | Lighsource | <1 ton/yr | N/A | N/A | X Existing (unchanged)  To be Removed  New/Additional  Replacement Unit  To Be Modified  To be Replaced
|  |  | LT06E4705 | emission rate | I.A List Item #6 | N/A
 Existing (unchanged)  To be Removed  New/Additional  Replacement Unit  To Be Modified  To be Replaced
 Existing (unchanged)  To be Removed  New/Additional  Replacement Unit  To Be Modified  To be Replaced
 Existing (unchanged)  To be Removed  New/Additional  Replacement Unit  To Be Modified  To be Replaced
 Existing (unchanged)  To be Removed  New/Additional  Replacement Unit  To Be Modified  To be Replaced
 Existing (unchanged)  To be Removed  New/Additional  Replacement Unit  To Be Modified  To be Replaced
 Existing (unchanged)  To be Removed  New/Additional  Replacement Unit  To Be Modified  To be Replaced
 Existing (unchanged)  To be Removed  New/Additional  Replacement Unit  To Be Modified  To be Replaced
 Existing (unchanged)  To be Removed  New/Additional  Replacement Unit  To Be Modified  To be Replaced
1 Insignificant activities exempted due to size or production rate are defined in 20.2.70.300.D.6, 20.2.70.7.Q NMAC, and the NMED/AQB List of Insignificant Activities, dated September 15, 2008. Emissions from these insignificant activities do not need to be reported, unless specifically requested.
2 Specify date(s) required to determine regulatory applicability.

## 2-C
Table 2-C: Emissions Control Equipment
Unit and stack numbering must correspond throughout the application package. Only list control equipment for TAPs if the TAP’s maximum uncontrolled emissions rate is over its respective threshold as listed in 20.2.72 NMAC, Subpart V, Tables A and B. In accordance with 20.2.72.203.A(3) and (8) NMAC, 20.2.70.300.D(5)(b) and (e) NMAC, and 20.2.73.200.B(7) NMAC, the permittee shall report all control devices and list each pollutant controlled by the control device regardless if the applicant takes credit for the reduction in emissions.
Control Equipment Unit No. | Control Equipment Description | Date Installed | Controlled Pollutant(s) | Controlling Emissions for Unit Number(s)1 | Efficiency (% Control by Weight) | Method used to Estimate Efficiency
1 | Caterpillar 623E Water Wagon (8,000-gallon capacity) | N/A | Fugitive Dust Emissions | 1, 2 | 60%, 90%, 95% | NMED AQB Recommendation
2 | Utility Flare | 2000-05-01 | VOCs, NMOCs, HAPs | 3 | >98% | Manuf. Perf. Guide
1 List each control device on a separate line. For each control device, list all emission units controlled by the control device.

## 2-D
Table 2-D: Maximum Emissions (under normal operating conditions)
 This Table was intentionally left blank because it would be identical to Table 2-E.
Maximum Emissions are the emissions at maximum capacity and prior to (in the absence of) pollution control, emission-reducing process equipment, or any other emission reduction. Calculate the hourly emissions using the worst case hourly emissions for each pollutant. For each pollutant, calculate the annual emissions as if the facility were operating at maximum plant capacity without pollution controls for 8760 hours per year, unless otherwise approved by the Department. List Hazardous Air Pollutants (HAP) & Toxic Air Pollutants (TAPs) in Table 2-I. Unit & stack numbering must be consistent throughout the application package. Fill all cells in this table with the emission numbers or a "-" symbol. A “-“ symbol indicates that emissions of this pollutant are not expected. Numbers shall be expressed to at least 2 decimal points (e.g. 0.41, 1.41, or 1.41E-4).
Unit No. | NOx |  | CO |  | VOC |  | SOx |  | TSP2 |  | PM102 |  | PM2.52 |  | H2S |  | Lead
| lb/hr | ton/yr | lb/hr | ton/yr | lb/hr | ton/yr | lb/hr | ton/yr | lb/hr | ton/yr | lb/hr | ton/yr | lb/hr | ton/yr | lb/hr | ton/yr | lb/hr | ton/yr
1 | - | - | - | - | - | - | - | - | 410.8337 | 591.4798 | 110.746 | 159.4077 | 11.1418 | 16.0516 | - | - | - | -
2 | - | - | - | - | - | - | - | - | 44.2788 | 36.5599 | 11.7826 | 6.5822 | 1.2455 | 1.0572 | - | - | - | -
3 | - | - | - | - | 15.5044 | 67.9091 | - | - | - | - | - | - | - | - | 0.31482 | 1.3789 | - | -
4 | - | - | - | - | <4.21 | <18.43 | - | - | - | - | - | - | - | - | - | - | - | -
5 | 6.1934 | 27.1273 | 28.2348 | 123.6684 | - | - | 1.4045 | 6.1517 | 0.092716 | 0.4061 | 0.092716 | 0.4061 | 0.092716 | 0.4061 | - | - | - | -
Totals | 6.1934 | 27.1273 | 28.2348 | 123.6684 | <19.71 | <86.34 | 1.4045 | 6.1517 | 455.2052 | 628.4458 | 122.6214 | 166.396 | 12.48 | 17.515 | 0.31482 | 1.3789 | - | -
1 Condensable Particulate Matter: Include condensable particulate matter emissions for PM10 and PM2.5 if the source is a combustion source. Do not include condensable particulate matter for TSP unless TSP is set equal to PM10 and PM2.5.

## 2-E
Table 2-E: Requested Allowable Emissions
Unit & stack numbering must be consistent throughout the application package. Fill all cells in this table with the emission numbers or a "-" symbol. A “-“ symbol indicates that emissions of this pollutant are not expected. Numbers shall be expressed to at least 2 decimal points (e.g. 0.41, 1.41, or 1.41E-4).
Unit No. | NOx |  | CO |  | VOC |  | SOx |  | TSP1 |  | PM101 |  | PM2.51 |  | H2S |  | Lead
| lb/hr | ton/yr | lb/hr | ton/yr | lb/hr | ton/yr | lb/hr | ton/yr | lb/hr | ton/yr | lb/hr | ton/yr | lb/hr | ton/yr | lb/hr | ton/yr | lb/hr | ton/yr
1 | - | - | - | - | - | - | - | - | 43.3269 | 62.3754 | 11.7021 | 16.8481 | 1.2314 | 1.7858 | - | - | - | -
2 | - | - | - | - | - | - | - | - | 25.6843 | 22.6359 | 7.6725 | 6.8074 | 0.73961 | 0.66411 | - | - | - | -
3 | - | - | - | - | 6.9237 | 30.3258 | - | - | - | - | - | - | - | - | 0.14059 | 0.61578 | - | -
4 | - | - | - | - | <4.21 | <18.43 | - | - | - | - | - | - | - | - | - | - | - | -
5 | 6.1934 | 27.1273 | 28.2348 | 123.6684 | - | - | 1.4045 | 6.1517 | 0.092716 | 0.4061 | 0.092716 | 0.4061 | 0.092716 | 0.4061 | - | - | - | -
Totals | 6.1934 | 27.1273 | 28.2348 | 123.6684 | <8.82 | <38.65 | 1.4045 | 6.1517 | 69.1039 | 85.4174 | 19.4673 | 24.0615 | 2.0637 | 2.856 | 0.14059 | 0.61578 | - | -
1 Condensable Particulate Matter: Include condensable particulate matter emissions for PM10 and PM2.5 if the source is a combustion source. Do not include condensable particulate matter for TSP unless TSP is set equal to PM10 and PM2.5.

## 2-F
Table 2-F: Additional Emissions during Startup, Shutdown, and Routine Maintenance (SSM)
X This table is intentionally left blank since all emissions at this facility due to routine or predictable startup, shutdown, or scehduled maintenance are no higher than those listed in Table 2-E and a malfunction emission limit is not already permitted or requested. If you are required to report GHG emissions as described in Section 6a, include any GHG emissions during Startup, Shutdown, and/or Scheduled Maintenance (SSM) in Table 2-P. Provide an explanations of SSM emissions in Section 6 and 6a.
All applications for facilities that have emissions during routine our predictable startup, shutdown or scheduled maintenance (SSM)1, including NOI applications, must include in this table the Maximum Emissions during routine or predictable startup, shutdown and scheduled maintenance (20.2.7 NMAC, 20.2.72.203.A.3 NMAC, 20.2.73.200.D.2 NMAC). In Section 6 and 6a, provide emissions calculations for all SSM emissions reported in this table. Refer to "Guidance for Submittal of Startup, Shutdown, Maintenance Emissions in Permit Applications (https://www.env.nm.gov/aqb/permit/aqb_pol.html) for more detailed instructions. Numbers shall be expressed to at least 2 decimal points (e.g. 0.41, 1.41, or 1.41E-4).
Unit No. | NOx |  | CO |  | VOC |  | SOx |  | TSP2 |  | PM102 |  | PM2.52 |  | H2S |  | Lead
| lb/hr | ton/yr | lb/hr | ton/yr | lb/hr | ton/yr | lb/hr | ton/yr | lb/hr | ton/yr | lb/hr | ton/yr | lb/hr | ton/yr | lb/hr | ton/yr | lb/hr | ton/yr
Totals
1 For instance, if the short term steady-state Table 2-E emissions are 5 lb/hr and the SSM rate is 12 lb/hr, enter 7 lb/hr in this table. If the annual steady-state Table 2-E emissions are 21.9 TPY, and the number of scheduled SSM events result in annual emissions of 31.9 TPY, enter 10.0 TPY in the table below.
1 Condensable Particulate Matter: Include condensable particulate matter emissions for PM10 and PM2.5 if the source is a combustion source. Do not include condensable particulate matter for TSP unless TSP is set equal to PM10 and PM2.5.

## 2-G
Table 2-G: Stack Exit and Fugitive Emission Rates for Special Stacks
X I have elected to leave this table blank because this facility does not have any stacks/vents that split emissions from a single source or combine emissions from more than one source listed in table 2-A. Additionally, the emission rates of all stacks match the Requested allowable emission rates stated in Table 2-E.
Use this table to list stack emissions (requested allowable) from split and combined stacks. List Toxic Air Pollutants (TAPs) and Hazardous Air Pollutants (HAPs) in Table 2-I. List all fugitives that are associated with the normal, routine, and non-emergency operation of the facility. Unit and stack numbering must correspond throughout the application package. Refer to Table 2-E for instructions on use of the “-“ symbol and on significant figures.
Stack No. | Serving Unit Number(s) from Table 2-A | NOx |  | CO |  | VOC |  | SOx |  | TSP |  | PM10 |  | PM2.5 |  |  H2S or  Lead
|  | lb/hr | ton/yr | lb/hr | ton/yr | lb/hr | ton/yr | lb/hr | ton/yr | lb/hr | ton/yr | lb/hr | ton/yr | lb/hr | ton/yr | lb/hr | ton/yr
Totals:

## 2-H
Table 2-H: Stack Exit Conditions 1
Unit and stack numbering must correspond throughout the application package. Include the stack exit conditions for each unit that emits from a stack, including blowdown venting parameters and tank emissions. If the facility has multiple operating scenarios, complete a separate Table 2-H for each scenario and, for each, type scenario name here:
Stack Number | Serving Unit Number(s) from Table 2-A | Orientation (H-Horizontal V=Vertical) | Rain Caps | Height Above | Temp. | Flow Rate |  | Moisture by | Velocity | Inside Diameter (ft)
|  |  | (Yes or No) | Ground (ft) | (F) | (acfs) | (dscfs) | Volume (%) | (ft/sec)
1 | 5 | V | N | 34 | ~1500 | 3000 | 3000 | N/A | 65.62 | 1
1 Stack parameters shown here were set to match modeling parameters including temperature and effective stack diameter.

## 2-I
Table 2-I: Stack Exit and Fugitive Emission Rates for HAPs and TAPs
In the table below, report the Potential to Emit for each HAP from each regulated emission unit listed in Table 2-A, only if the entire facility emits the HAP at a rate greater than or equal to one (1) ton per year For each such emission unit, HAPs shall be reported to the nearest 0.1 tpy. Each facility-wide Individual HAP total and the facility-wide Total HAPs shall be the sum of all HAP sources calculated to the nearest 0.1 ton per year. Per 20.2.72.403.A.1 NMAC, facilities not exempt [see 20.2.72.402.C NMAC] from TAP permitting shall report each TAP that has an uncontrolled emission rate in excess of its pounds per hour screening level specified in 20.2.72.502 NMAC. TAPs shall be reported using one more significant figure than the number of significant figures shown in the pound per hour threshold corresponding to the substance. Use the HAP nomenclature as it appears in Section 112 (b) of the 1990 CAAA and the TAP nomenclature as it listed in 20.2.72.502 NMAC. Include tank-flashing emissions estimates of HAPs in this table. For each HAP or TAP listed, fill all cells in this table with the emission numbers or a "-" symbol. A “-” symbol indicates that emissions of this pollutant are not expected or the pollutant is emitted in a quantity less than the threshold amounts described above.
Stack No. | Unit No.(s) | Total HAPs |  | Toluene X HAP or  TAP |  | Xylenes X HAP or  TAP |  | Provide Pollutant Name Here  HAP or  TAP |  | Provide Pollutant Name Here  HAP or  TAP |  | Provide Pollutant Name Here  HAP or  TAP |  | Provide Pollutant Name Here  HAP or  TAP |  | Provide Pollutant Name Here  HAP or  TAP |  | Provide Pollutant Name Here  HAP or  TAP
|  | lb/hr | ton/yr | lb/hr | ton/yr | lb/hr | ton/yr | lb/hr | ton/yr | lb/hr | ton/yr | lb/hr | ton/yr | lb/hr | ton/yr | lb/hr | ton/yr | lb/hr | ton/yr
N/A | 3 | 1.4535 | 6.3664 | 0.48268 | 2.1141 | 0.3631 | 1.5904
N/A | 4 | <4.208 | <18.43 | - | - | - | -
1 | 5 | 0.71566 | 3.1346
Totals: |  | <5.71 | <25.00 | 0.48268 | 2.1141 | 0.3631 | 1.5904

## 2-J
Table 2-J: Fuel
Specify fuel characteristics and usage. Unit and stack numbering must correspond throughout the application package.
Unit No. | Fuel Type (low sulfur Diesel, ultra low sulfur diesel, Natural Gas, Coal, …) | Fuel Source: purchased commercial, pipeline quality natural gas, residue gas, raw/field natural gas, process gas (e.g. SRU tail gas) or other | Specify Units
|  |  | Lower Heating Value | Hourly Usage | Annual Usage | % Sulfur | % Ash
N/A

## 2-K
Table 2-K: Liquid Data for Tanks Listed in Table 2-L
For each tank, list the liquid(s) to be stored in each tank. If it is expected that a tank may store a variety of hydrocarbon liquids, enter "mixed hydrocarbons" in the Composition column for that tank and enter the corresponding data of the most volatile liquid to be stored in the tank. If tank is to be used for storage of different materials, list all the materials in the "All Calculations" attachment, run the newest version of TANKS on each, and use the material with the highest emission rate to determine maximum uncontrolled and requested allowable emissions rate. The permit will specify the most volatile category of liquids that may be stored in each tank. Include appropriate tank-flashing modeling input data. Use additional sheets if necessary. Unit and stack numbering must correspond throughout the application package.
Tank No. | SCC Code | Material Name | Composition | Liquid Density (lb/gal) | Vapor Molecular Weight (lb/lb*mol) | Average Storage Conditions |  | Max Storage Conditions
[6 empty] | Temperature (°F) | True Vapor Pressure (psia) | Temperature (°F) | True Vapor Pressure (psia)
N/A

## 2-L
Table 2-L: Tank Data
Include appropriate tank-flashing modeling input data. Use an addendum to this table for unlisted data categories. Unit and stack numbering must correspond throughout the application package. Use additional sheets if necessary. See reference Table 2-L2. Note: 1.00 bbl = 10.159 M3 = 42.0 gal
Tank No. | Date Installed | Materials Stored | Seal Type (refer to Table 2-LR below) | Roof Type (refer to Table 2-LR below) | Capacity |  | Diameter (M) | Vapor Space (M) | Color (from Table VI-C) |  | Paint Condition (from Table VI-C) | Annual Throughput (gal/yr) | Turn- overs (per year)
[5 empty] | (bbl) | (M3) |  |  | Roof | Shell
N/A

## 2-M
Table 2-L2: Liquid Storage Tank Data Codes Reference Table
Roof Type | Seal Type, Welded Tank Seal Type |  | Seal Type, Riveted Tank Seal Type |  | Roof, Shell Color | Paint Condition
FX: Fixed Roof | Mechanical Shoe Seal | Liquid-mounted resilient seal | Vapor-mounted resilient seal | Seal Type | WH: White | Good
IF: Internal Floating Roof | A: Primary only | A: Primary only | A: Primary only | A: Mechanical shoe, primary only | AS: Aluminum (specular) | Poor
EF: External Floating Roof | B: Shoe-mounted secondary | B: Weather shield | B: Weather shield | B: Shoe-mounted secondary | AD: Aluminum (diffuse)
P: Pressure | C: Rim-mounted secondary | C: Rim-mounted secondary | C: Rim-mounted secondary | C: Rim-mounted secondary | LG: Light Gray
MG: Medium Gray
Note: 1.00 bbl = 0.159 M3 = 42.0 gal |  |  |  |  | BL: Black
OT: Other (specify)
Table 2-M: Materials Processed and Produced (Use additional sheets as necessary.)
Material Processed |  |  |  | Material Produced
Description | Chemical Composition | Phase (Gas, Liquid, or Solid) | Quantity (specify units) | Description | Chemical Composition | Phase | Quantity (specify units)
N/A | N/A | N/A | N/A | N/A | N/A | N/A | N/A

## 2-N
Table 2-N: CEM Equipment
Enter Continuous Emissions Measurement (CEM) Data in this table. If CEM data will be used as part of a federally enforceable permit condition, or used to satisfy the requirements of a state or federal regulation, include a copy of the CEM's manufacturer specification sheet in the Information Used to Determine Emissions attachment. Unit and stack numbering must correspond throughout the application package. Use additional sheets if necessary.
Stack No. | Pollutant(s) | Manufacturer | Model No. | Serial No. | Sample Frequency | Averaging Time | Range | Sensitivity | Accuracy
N/A

## 2-O
Table 2-O: Parametric Emissions Measurement Equipment
Unit and stack numbering must correspond throughout the application package. Use additional sheets if necessary.
Unit No. | Parameter/Pollutant Measured | Location of Measurement | Unit of Measure | Acceptable Range | Frequency of Maintenance | Nature of Maintenance | Method of Recording | Averaging Time
N/A

## 2-P
Table 2-P: Green House Gas Emissions | Table 2-P: Greenhouse Gas Emissions
Applications submitted under 20.2.70, 20.2.72, & 20.2.74 NMAC are required to complete this Table. Power plants, Title V major sources, and PSD major sources must report and calculate all GHG emissions for each unit. Applicants must report potential emission rates in short tons per year (see Section 6.a for assistance). Include GHG emissions during Startup, Shutdown, and Scheduled Maintenance in this table. For minor source facilities that are not power plants, are not Title V, or are not PSD, there are three options for reporting GHGs 1) report GHGs for each individual piece of equipment; 2) report all GHGs from a group of unit types, for example report all combustion source GHGs as a single unit and all venting GHG as a second separate unit; OR 3) check the following box  By checking this box, the applicant acknowledges the total CO2e emissions are less than 75,000 tons per year.
Unit No. |  |  | CO2 ton/yr | N2O ton/yr | CH4 ton/yr | SF6 ton/yr | PFC/HFC ton/yr2 | Total GHG Mass Basis ton/yr4 | Total CO2e ton/yr5
| Unit No. | GWPs 1 | 1 | 298 | 25 | 22800 | footnote 3
| 3 | mass GHG | 10933.9871 | - | 3259.8054 | - | - | 14193.7926
|  | CO2e | 10933.9871 | - | 81495.1356 | - | - |  | 92429.1228
| 5 | mass GHG | 91520.4172 | 0.55408 | 2.8144 | - | - | 91523.7856
|  | CO2e | 91520.4172 | 165.1154 | 70.3592 | - | - |  | 91755.8918
mass GHG
CO2e
mass GHG
CO2e
mass GHG
CO2e
mass GHG
CO2e
mass GHG
CO2e
mass GHG
CO2e
mass GHG
CO2e
mass GHG
CO2e
mass GHG
CO2e
mass GHG
CO2e
mass GHG
CO2e
mass GHG
CO2e
| Total | mass GHG | 10933.9871 | 0.55408 | 3259.8054 |  |  | 14193.7926
|  | CO2e | 10933.9871 | 165.1154 | 81495.1356 |  |  |  | 92429.1228
1 GWP means Global Warming Potential. Applicant's must use the most current GWPs codified in Table A-1 of 40 CFR part 98. GWPs are subject to change, therefore, applicants need to check 40 CFR 98 to confirm GWP values. | 1 GWP (Global Warming Potential): Applicants must use the most current GWPs codified in Table A-1 of 40 CFR part 98. GWPs are subject to change, therefore, applicants need to check 40 CFR 98 to confirm GWP values.
2 For HFCs or PFCs describe the specific HFC or PFC compound and use a separate column for each individual compound. | 2 For HFCs or PFCs describe the specific HFC or PFC compound and use a separate column for each individual compound.
3 You must enter the appropriate GWP for each HFC or PFC compound from Table A-1 in 40 CFR 98. | 3 For each new compound, enter the appropriate GWP for each HFC or PFC compound from Table A-1 in 40 CFR 98.
4 Green house gas emissions on a mass basis, is the ton per year green house gas emission before adjustment with its GWP. | 4 Green house gas emissions on a mass basis is the ton per year green house gas emission before adjustment with its GWP.
5 CO2e means Carbon Dioxide Equivalent and is calculated by multiplying the TPY mass emissions of the green house gas by its GWP. | 5 CO2e means Carbon Dioxide Equivalent and is calculated by multiplying the TPY mass emissions of the green house gas by its GWP.
6 GHG Emissions: Please note that total GHG emissiosn are representative of the landfill fugitive emissions (Unit 3) only, as this represents the maximum GHG emissions that may occur since the maximum GHGs emitted from the landfill can only occur when no landfill gas is routed to the flare.

## Table 1 - Emissions Summary
TABLE 6.1
POTENTIAL-TO-EMIT EMISSIONS SUMMARY
CAMINO REAL LANDFILL
SUNLAND PARK, NEW MEXICO
Emission Source/Description | Units | Regulated Air Pollutant | Potential-to-Emit Emissions
|  |  | Uncontrolled |  | Controlled
|  |  | pounds/hour | tons/year | pounds/hour | tons/year
Road Particulate Emissions | 001 | Particulate Matter < 2.5 Microns | 11.1418 | 16.0516 | 1.2314 | 1.7858
|  | Particulate Matter < 10 Microns | 110.746 | 159.4077 | 11.7021 | 16.8481
|  | Total Suspended Particulates | 410.8337 | 591.4798 | 43.3269 | 62.3754
Landfill Earthmoving Particulate Emissions | 002 | Particulate Matter < 2.5 Microns | 1.2455 | 1.0572 | 0.73961 | 0.66411
|  | Particulate Matter < 10 Microns | 11.7826 | 6.5822 | 7.6725 | 6.8074
|  | Total Suspended Particulates | 44.2788 | 36.5599 | 25.6843 | 22.6359
Landfill Gas Emissions1 | 003 | Volatile Organic Compounds | 15.5044 | 67.9091 | 6.9237 | 30.3258
|  | Hazardous Air Pollutants | 3.2549 | 14.2565 | 1.4535 | 6.3664
|  | Hydrogen Sulfide | 0.31482 | 1.3789 | 0.14059 | 0.61578
|  | Non-Methane Organic Compounds | 39.7548 | 174.126 | 17.7531 | 77.7586
Petroleum Hydrocarbon Landfarm | 004 | Particulate Matter < 2.5 Microns |  |  | 0 | 0
|  | Particulate Matter < 10 Microns |  |  | 0 | 0
|  | Total Suspended Particulates |  |  | 0 | 0
Petroluem Contaminated Soils2 | 004 | Volatile Organic Compounds | <4.208 | <18.432 | <4.208 | <18.432 | 3.5386 | 15.4989
|  | Hazardous Air Pollutants | <4.208 | <18.432 | <4.208 | <18.432 | 3.5386 | 15.4989
Landfill Gas Flare | 005 | Carbon Monoxide | 28.2348 | 123.6684 | 28.2348 | 123.6684
|  | Nitrogen Dioxide | 6.1934 | 27.1273 | 6.1934 | 27.1273
|  | Sulfur Dioxide | 1.4045 | 6.1517 | 1.4045 | 6.1517
|  | Hazardous Air Pollutants3 | 0.71568 | 3.1347 | 0.71568 | 3.1347
|  | Particulate Matter < 2.5 Microns | 0.092716 | 0.4061 | 0.092716 | 0.4061
|  | Particulate Matter < 10 Microns | 0.092716 | 0.4061 | 0.092716 | 0.4061
|  | Total Suspended Particulates | 0.092716 | 0.4061 | 0.092716 | 0.4061
Totals | - | Carbon Monoxide | 28.2348 | 123.6684 | 28.2348 | 123.6684
|  | Nitrogen Dioxide | 6.1934 | 27.1273 | 6.1934 | 27.1273
|  | Sulfur Dioxide | 1.4045 | 6.1517 | 1.4045 | 6.1517
|  | Particulate Matter < 2.5 Microns | 12.48 | 17.515 | 2.0637 | 2.856
|  | Particulate Matter < 10 Microns | 122.6214 | 166.396 | 19.4673 | 24.0615
|  | Total Suspended Particulates | 455.2052 | 628.4458 | 69.1039 | 85.4174
|  | Volatile Organic Compounds | <19.04 | <83.41 | <10.46 | <45.82
|  | Hazardous Air Pollutants | <7.51 | <20.93 | <5.71 | <25.00
|  | Hydrogen Sulfide | 0.31482 | 1.3789 | 0.14059 | 0.61578
1 Emissions for this unit includes fugitive landfill emissions.
2 Emissions from the Petroluem Contaminated Soils will be limited to no more than 18.432 tons of HAPs to keep the site a minor source. VOC emissions are set equal to HAP emissions.
3 HAPs from the Landfill Gas Flare are inclusive only of the HAPs that are combustion by-products, Mercury and HCL.
| lb/hr |  | lb/hr
Earth | 1.4764 |  | 1.4764 |  |  | 22=20%
Scraper | 0.085424 |  | 0.05339 |  |  | 23=15%
Scraper | 10.44 |  | 6.525 |  |  | 25=<10%
Scraper | 11.6708 |  | 11.8167 |  |  | 30=-6%
Wind | 2.0116 | 25.6843 | 2.0116 | 21.8831
[5 empty] | -17.37% | 20%
[5 empty] | -3.8011 | 4.3766

## Table 2a Paved
TABLE 6.2A | [14 empty] | Paved into property
FUGITIVE PARTICULATE MATTER FROM UNIT 1 - PAVED ROADWAYS | [9 empty] | One-Way |  |  |  | One-Way | 300 ft
CAMINO REAL LANDFILL | [9 empty] | Paved
SUNLAND PARK, NEW MEXICO | [8 empty] | Disposal | 164 |  | Paved is based on point outside of LF through scalehouse to unpaved disposal | [5 empty] | 1500
[9 empty] | Convenience | 460.5 |  | Paved is based on point outside of LF through scalehouse to uppaved access | [5 empty] | 2000
Routes | [8 empty] | Utility | 485 |  | Paved is from LF office to edge of unpaved access
Reference number and Route Name |  | Length of road (one-way) |  | Length of road (round trip) |  |  |  |  | Supervisor | 485 |  | Paved is from LF office to edge of unpaved access
|  | Feet | Miles | Feet | Miles
1 - Paved Disposal Route |  | 164 | 0.031061 | 328 | 0.062121 |  |  |  |  | Unpaved
2 - Paved Convenience Station Loop |  | 460.5 | 0.087216 | 921 | 0.17443 |  |  |  | Disposal | 1540 |  | From edge of unpaved disposal to Disposal Area in Cell 3.1
3 - Miscellaneous Vehicles |  | 485 | 0.091856 | 970 | 0.18371 |  |  |  | Convenience | 0 |  | No traffice on unpaved roads
[9 empty] | Utility | 1584 |  | Based on a roundtrip of 0.6 miles
[9 empty] | Supervisor | 2640 |  | Based on a roundtrip of 1 mile
Vehicle Miles Traveled (VMT)
Type of Vehicle |  | Routes Applicable | Number of Vehicles/Year | Number of Vehicles/Day | Maximum Length of road (round trip) |  | VMT
[7 empty] | (per day) | (per year)
[5 empty] | Feet | Miles | Actual | Actual | 2011 Permit | 2013 | 2014 |  | 2021 | 2080
Light/Medium |  | 1 | 38563 | 123.2045 | 328 | 0.062121 | 7.6536 | 2395.5803 | 38563 | 31735 | 25755 |  | 38563 | 41682 | 2589.3364 |  | 77964.2864
Large |  | 1 | 36481 | 116.5527 | 328 | 0.062121 | 7.2404 | 2266.2439 | 36481 | 33463 | 35983 |  | 36481 | 39432 | 2449.5636 |  | 73755.7636
Roll Off Trucks |  | 1 | 31054 | 99.2141 | 328 | 0.062121 | 6.1633 | 1929.1121 | 31054 | 19127 | 20767 |  | 31054 | 33566 | 2085.1606 |  | 62783.6773
Semi-Truck |  | 1 | 1107 | 3.5367 | 328 | 0.062121 | 0.21971 | 68.7682 | 1107 | 726 | 734 |  | 1107 | 1197 | 74.3591 |  | 2238.9341
Water Wagon |  | 1 | 3756 | 12 | 328 | 0.062121 | 0.74545 | 233.3273 | 3756 | 2399 | 2798 |  | 3756 | 4060 | 252.2121 |  | 7594.0455
Public Station Vehicles (Light/Medium) |  | 2 | 3440 | 10.9904 | 921 | 0.17443 | 1.9171 | 600.0455 | 3440 | 2871 | 3842 |  | 3440 | 3719 | 648.7119 |  | 0
Utility Vehicles |  | 3 | 5321 | 17 | 970 | 0.18371 | 3.1231 | 977.5322 | 17
Supervisor Trucks |  | 3 | 4695 | 15 | 970 | 0.18371 | 2.7557 | 862.5284 | 15
Totals |  | - | 124417 | 397.4984 | - | - | 29.8183 | 9333.1379 |  | 90353 | 99895 |  |  | 133672 | 9939.4044 | 6.496% | paved
[16 empty] | 7.793% | unpaved
Actual Days of Operation = |  | 313 | days | [5 empty] | 583650 | 432440 | 458113 |  | 563421 | 630854.7864
Actual Closed Days = |  | 52 | days
Actual Hours of Operation/Day = |  | 11 | hrs/day | [6 empty] | 90321 | 89879
Assumptions:
Silt content was taken from AP-42, Table 13.2.2-1, for MSW landfills.
Mean number of days of precipitation was taken from AP-42, Figure 13.2.2-1.
Assume aerodynamic particle size is less than 10 microns.
Water truck is utilized as needed for a control efficiency of |  |  | 40% | for PM2.5
|  |  | 90% | for PM10 and TSP
Mean vehicle weights were derived by averaging the full and empty vehicle weights.
Variables:
k factor (dimensionless) for PM2.5 = |  | 0.00054 | lb/VMT | (from AP-42, Table 13.2-1.1)
k factor (dimensionless) for PM10 = |  | 0.0022 | lb/VMT | (from AP-42, Table 13.2-1.1)
k factor (dimensionless) for TSP = |  | 0.011 | lb/VMT | (from AP-42, Table 13.2-1.1)
Silt loading (sL) = |  | 7.4 | g/m2 | (from AP-42, Table 13.2.1-3)
Mean Vehicle Weight (W)
Type of Vehicle |  | W (tons)
Light/Medium |  | 1.5
Large |  | 20
Roll Off Trucks |  | 22.5
Semi-Truck |  | 33.8
Water Wagon |  | 55.5
Public Station Vehicles (Light/Medium) |  | 1.5
Utility Vehicles |  | 1.5
Supervisor Trucks |  | 1.5
Weighted Avg. Vehicle Weight |  | 11.9207 | (weighted based on vehicle miles traveled)
Methodologies:
AP-42, Section 13.2.1 for Paved Roads.
Example - Actual Emissions Calculation (PM-2.5):
Calculation of total particulate fugitive emissions for vehicles on paved landfill roads.
Uncontrolled Long-Term | E = [k(sL)0.91*(W)1.02]*(1-P/4N)
Uncontrolled Short-Term | E = [k(sL)0.91*(W)1.02]
Where:
|  | E = | Emission factor in pounds per vehicle mile traveled (lb/VMT)
|  | k = | Particle size multiplier (lb/VMT)
|  | sL = | Road surface silt loading factor (grains per ft2)
|  | W = | Vehicle weight in tons
|  | k = | 0.0022 | PM10 | 0.00054 | PM2.5 | 0.011 | TSP
|  | P = | number of days with > 0.01 inches of rain/year
|  | N = | number of days in the average period (year)
For example, for uncontrolled long-term PM-2.5 emissions, use the following:
|  | k = | 0.00054 | dimensionless
|  | sL = | 7.4 | g/m2
|  | W = | 11.9207 | tons (fleet average)
|  | P = | 60
|  | N = | 365
|  |  |  | Long-Term | Short-Term
|  | E | = | 0.040086 | 0.041804 | lb/VMT | PM2.5
|  |  |  | 0.16332 | 0.17031 | lb/VMT | PM10
|  |  |  | 0.81658 | 0.85157 | lb/VMT | TSP
Obtain vehicle miles traveled (VMT) per day as follows:
| VMT/day | = | Sum of (Number of vehicles*length of roadway) (round trip in miles)
|  | = | 29.8183
Obtain emissions in pounds per day as follows:
|  | lbs/day | = | E * VMT / day
|  |  | = | 1.1953
Assume:
| Operating days per year = |  |  | 313
Obtain emissions in tons per year as follows:
|  | tons/year | = | (lbs per day * operating days per year) / pounds per ton
|  |  | = | 0.18707
SUMMARY OF PARTICULATE EMISSIONS FROM PAVED ROADWAYS
Pollutant |  | Uncontrolled Long-Term Emissions |  |  | Uncontrolled Short-Term Emissions
|  | lbs/day | lbs/hr | tons/yr | lbs/day | lbs/hr | tons/yr
PM2.5 |  | 1.1953 | 0.10866 | 0.18707 | 1.2465 | 0.11332 | 0.19508
PM10 |  | 4.8698 | 0.44271 | 0.76212 | 5.0785 | 0.46168 | 0.79478
TSP |  | 24.3489 | 2.2135 | 3.8106 | 25.3924 | 2.3084 | 3.9739
Pollutant |  | Controlled Long-Term Emissions 1 |  |  | Controlled Short-Term Emissions 1
|  | lbs/day | lbs/hr | tons/yr | lbs/day | lbs/hr | tons/yr
PM2.5 |  | 0.71719 | 0.065199 | 0.11224 | 0.74792 | 0.067993 | 0.11705
PM10 |  | 0.48698 | 0.044271 | 0.076212 | 0.50785 | 0.046168 | 0.079478
TSP |  | 2.4349 | 0.22135 | 0.38106 | 2.5392 | 0.23084 | 0.39739
1 Long-Term Emissions determine the reported tons/year and the Short-Term Emissions determine the reported lbs/hr.
2 Controlled PM10 emissions reported as PM2.5 emissions as the PM2.5 emissions are more conservative based on the control efficiency.

## Table 2b - Unpaved
TABLE 6.2B
FUGITIVE PARTICULATE MATTER FROM UNIT 1 - UNPAVED ROADWAYS
CAMINO REAL LANDFILL
SUNLAND PARK, NEW MEXICO
Routes
Reference number and Route Name |  | Length of road (one-way) |  | Length of road (round trip)
|  | Feet | Miles | Feet | Miles
1 - Unpaved Disposal Route |  | 4938 | 0.93523 | 9876 | 1.8705
2 - Utility Vehicle Roundtrip w/o Paved |  | 1584 | 0.3 | 3168 | 0.6
3 - Supervisor Trucks Roundtrip w/o Paved |  | 2640 | 0.5 | 5280 | 1
Vehicle Miles Traveled (VMT)
Type of Vehicle |  |  | Number of Vehicles/Year | Number of Vehicles/Day | Length of road (round trip) |  | VMT
[7 empty] | (per day) | (per year)
[5 empty] | Feet | Miles | Actual | Actual
Light/Medium |  |  | 38563 | 123.2045 | 9876 | 1.8705 | 230.4484 | 72130.3386
Large |  |  | 36481 | 116.5527 | 9876 | 1.8705 | 218.0066 | 68236.0523
Roll Off Trucks |  |  | 31054 | 99.2141 | 9876 | 1.8705 | 185.5754 | 58085.0955
Semi-Truck |  |  | 1107 | 3.5367 | 9876 | 1.8705 | 6.6153 | 2070.5932
Water Wagon |  |  | 3756 | 12 | 9876 | 1.8705 | 22.4455 | 7025.4273
Public Station Vehicles (Light/Medium) |  |  | 3440 | 10.9904 | 0 | 0 | 0 | 0
Utility Vehicles 1 |  |  | - | - | - | - | 10.2 | 3192.6
Supervisor Trucks 1 |  |  | - | - | - | - | 15 | 4695
Totals |  |  | 114401 | 365.4984 | - | - | 688.2911 | 215435.1068
1 Vehicle Miles Traveled (VMT) details for utility vehicles and supervisor trucks are based on the maximum usage on-site.
Actual Days of Operation = | 313 | days
Actual Closed Days = | 52 | days
Actual Hours of Operation/Day = | 11 | hrs/day
Assumptions:
Silt content was taken from AP-42, Table 13.2.2-1, for MSW landfills.
Mean number of days of precipitation was taken from AP-42, Figure 13.2.2-1.
Assume aerodynamic particle size is less than 10 microns.
Water truck is utilized as needed for a control efficiency of |  |  | 90% | for unpaved disposal roads |  | per the permit application
|  |  | 60% | for unpaved access roads |  | per the permit application
Weighted Average control efficiency is calculated as follows:
[(0.9)*[(Route 1 VMT)+(0.5 * Routes 2 & 3 VMT)]+(0.6)*[(0.5*Routes 2 & 3 VMT)]]
Total VMT
Weighted Average Control Efficiency = ((0.9)*(663.09+0.5*25.2)+(0.6)*(0.5*25.2))/(688.29) = |  |  |  |  | 89.45%
Mean vehicle weights were derived by averaging the full and empty vehicle weights.
Mean Vehicle Weight (W)
Type of Vehicle |  | W (tons)
Light/Medium |  | 1.5
Large |  | 20
Roll Off Trucks |  | 22.5
Semi-Truck |  | 33.8
Water Wagon |  | 55.5
Public Station Vehicles (Light/Medium) |  | 1.5
Utility Vehicles 1 |  | 1.5
Supervisor Trucks 1 |  | 1.5
Weighted Avg. Vehicle Weight |  | 15.093 | (weighted based on vehicle miles traveled)
Methodologies:
AP-42, Section 13.2.2 for Unpaved Roads.
Example - Actual Emissions Calculation (PM10):
Calculation of total particulate fugitive emissions for vehicles on unpaved haul roads.
Uncontrolled Long-Term | Eext = [k * (s/12)a * (W/3)b] * [(365 - p)/365]
Uncontrolled Short-Term | Eext = [k * (s/12)a * (W/3)b]
Variables:
Mean Silt content (s) | 6.4 | % | (from AP-42, Table 13.2.2-1)
# of days w/ >0.01 in. rainfall (p) | 60 | days/year | (from AP-42, Figure 13.2.2-1)
k factor (dimensionless) for PM2.5 = | 0.15 | lb/VMT | (from AP-42, Table 13.2.2-2.)
k factor (dimensionless) for PM10 = | 1.5 | lb/VMT | (from AP-42, Table 13.2.2-2.)
k factor (dimensionless) for TSP = | 4.9 | lb/VMT | (from AP-42, Table 13.2.2-2.)
a (constant) for PM2.5 and PM10 = | 0.9 |  | (from AP-42, Table 13.2.2-2.)
a (constant) for TSP = | 0.7
b (constant) = | 0.45 |  | (from AP-42, Table 13.2.2-2.)
| Facility | Uncontrolled Long-Term |  | Uncontrolled Short-Term
| Eext = | 0.14728 | lb/VMT | 0.17625 | lb/VMT | PM2.5
|  | 1.4728 | lb/VMT | 1.7625 | lb/VMT | PM10
|  | 5.4556 | lb/VMT | 6.5289 | lb/VMT | TSP
Obtain vehicle miles traveled (VMT) per day as follows:
|  | VMT/day | = | Number of vehicles * length of roadway (round trip in miles)
|  |  | = | 688.2911
Assume:
89% reduction in PM10 emissions through dust suppression operations with the water truck.
Obtain long-term emissions in pounds per day as follows:
|  | lbs/day | = | E * VMT / day
|  |  | = | 106.9381
Obtain long-term emissions in pounds per hour as follows:
|  | lbs/hour | = | lbs per day / operating hours per day
|  |  | = | 9.7216
Assume:
|  | Operating days per year = |  | 313
Obtain long-term emissions in tons per year as follows:
|  | tons/year | = | (lbs per day * operating days per year) / pounds per ton
|  |  | = | 16.7358
SUMMARY OF PARTICULATE EMISSIONS FROM UNPAVED ROADWAYS
Pollutant |  | Uncontrolled Long-Term Emissions |  |  | Uncontrolled Short-Term Emissions
|  | lbs/day | lbs/hr | tons/yr | lbs/day | lbs/hr | tons/yr
PM2.5 |  | 101.371 | 9.2155 | 15.8646 | 121.3128 | 11.0284 | 18.9855
PM10 |  | 1013.7096 | 92.1554 | 158.6455 | 1213.1278 | 110.2843 | 189.8545
TSP |  | 3755.075 | 341.3705 | 587.6692 | 4493.7783 | 408.5253 | 703.2763
Pollutant |  | Controlled Long-Term Emissions 1 |  |  | Controlled Short-Term Emissions 1
|  | lbs/day | lbs/hr | tons/yr | lbs/day | lbs/hr | tons/yr
PM2.5 |  | 10.6938 | 0.97216 | 1.6736 | 12.7975 | 1.1634 | 2.0028
PM10 |  | 106.9381 | 9.7216 | 16.7358 | 127.9751 | 11.6341 | 20.0281
TSP |  | 396.1299 | 36.0118 | 61.9943 | 474.057 | 43.0961 | 74.1899
1 Per the permit, Long-Term Emissions determine the reported tons/year and the Short-Term Emissions determine the reported lbs/hr.
43.3269

## Table 3a Fugitives Earthmoving
TABLE 6.3A
PARTICULATE EMISSIONS FROM UNIT 2 - MOTOR GRADER, COMPACTOR, BULLDOZER OPERATIONS
CAMINO REAL LANDFILL
SUNLAND PARK, NEW MEXICO
Emission Source:
Earthmoving and Landfilling Operation Emissions
This spreadsheet is divided into two sections for Grading Operations and Dozer/Compactor Operations.
This list of equipment below represents PTE calculations in 2080 and were conservatively based on data provided by site personnel.
All equations taken from AP-42, Table 11.9-1.
Bulldozing Operations (Inclusive of Dozers and Compactors)
|  | TSP: | PM10: | PM2.5: | [6 empty] | 0.5 | s
The emissions factors this operation in lbs/hr are based on the following equations: |  | 5.7*(s)1.2 | 0.75*(s)1.5 | 0.105*(s)1.2 | [6 empty] | 15 | M
|  | (M)1.3 | (M)1.4 | (M)1.3 | [6 empty] | 0.073404 | TSP
[11 empty] | 0.005984 | PM10 |  |  | Dozer | 15
where s = material silt content (%) and M = material moisture content (%) and assuming s = 0.5% and M = 15% | [10 empty] | 0.00083775 | PM2.5 |  |  | Dozer | 10
[15 empty] | Dozer | 25
| Therefore the emission factors for this operation are: 0.0734 (TSP), 0.0060 (PM10), and 0.0008 (PM2.5) [lbs/hr] | [8 empty] | Equipment # | hrs/yr (per vehicle) | hrs/year (total) |  |  | Compactor | 40
| The equipment is expected to run a maximum of 6,886 hours per year. | [7 empty] | Dozers | [5 empty] | Compactor | 10
[9 empty] | Compactors | [6 empty] | 100 | 5200 | < | 6886
| Therefore PM2.5 emissions are as follows: 1*0.0008 lbs/hr)*(6,886 hours/yr)*(1 ton/2000 lbs) = |  |  |  | 0.0028844 | tons/year | 0.00083775 | lbs/hr |  | 1 | 6886 | 3443 | 10.5 | 3276
| Therefore PM10 emissions are as follows: 1*0.0060 lbs/hr)*(6,886 hours/yr)*(1 ton/2000 lbs) = |  |  |  | 0.020603 | tons/year | 0.005984 | lbs/hr
| Therefore TSP emissions are as follows: 1*0.0734 lbs/hr)*(6,886 hours/yr)*(1 ton/2000 lbs) = |  |  |  | 0.25273 | tons/year | 0.073404 | lbs/hr
Grading Operations (Inclusive of 1 Grading Dozer)
The emissions factors this operation in lbs/VMT are based on the following equations: |  | TSP: | PM10: | PM2.5: | [5 empty] | Equipment # | hrs/yr | Speed |  |  | Grader | 10 | 520 | < | 1252
|  | 0.040*(S)2.5 | 0.60*0.051*(S)2.0 | 0.031*0.051*(S)2.5 |  |  |  |  | Grader | 1 | 1252 | 3 | 0.75
[11 empty] | 0.62354 | TSP
where S = mean vehicle speed (mph) and assuming S = 3.0 mph | [10 empty] | 0.2754 | PM10
[11 empty] | 0.014229 | PM2.5
Therefore the emission factors for this operation is: 0.6235 (TSP), 0.2754 (PM10), and 0.0142 (PM2.5) [lbs/VMT]
The equipment is expected to run a maximum of 1,252 hours per year at an efficiency of 0.75%.
1.2466
| Therefore PM2.5 emissions are as follows: 1*(0.0142 lbs/VMT)*(1,252 hours/yr)*(0.75%)*(3.0 mph)*(1 ton/2000 lbs) = |  |  |  | 0.020042 | tons/year | 0.032015 | lbs/hr
| Therefore PM10 emissions are as follows: 1*(0.2754 lbs/VMT)*(1,252 hours/yr)*(0.75%)*(3.0 mph)*(1 ton/2000 lbs) = |  |  |  | 0.3879 | tons/year | 0.61965 | lbs/hr |  |  | TSP
| Therefore TSP emissions are as follows: 1*(0.6235 lbs/VMT)*(1,252 hours/yr)*(0.75%)*(3.0 mph)*(1 ton/2000 lbs) = |  |  |  | 0.87825 | tons/year | 1.403 | lbs/hr |  |  | PM10
PM2.5
|  | Emissions |  | tons/year | lbs/hr
|  | Total PM2.5 Emissions From Earthmoving = |  | 0.022926 | 0.032853
|  | Total PM10 Emissions From Earthmoving = |  | 0.4085 | 0.62563
|  | Total TSP Emissions From Earthmoving = |  | 1.131 | 1.4764

## Table 3b Scraper Operations
TABLE 6.3B
FUGITIVE EMISSIONS FROM UNIT 2 - SCRAPER OPERATIONS | [13 empty] | Road Width | 20 | ft
CAMINO REAL LANDFILL | [13 empty] | Length | 900 | ft
SUNLAND PARK, NEW MEXICO | [8 empty] | 30 | 5 | 150 |  |  |  | 18000 | sf
[9 empty] | 6 | 1 | 6
Emission Source: | [8 empty] | 26 | 6 | 156 |  |  | Textile | 0.4 | /sf
Scraper Travel | [13 empty] | Aggregate | 65 | /cyd
Route |  | Trips per day | One-Way Length |  | Roundtrip Length |  | VMT | [6 empty] | Depth | 1
|  |  | Feet | Mile | Feet | Mile | Per Day | Per Year
Travel On Scraper Road |  | 30 | 900 | 0.17045 | 1800 | 0.34091 | 10.2273 | 106.7045 | 1369 | 1185 |  |  |  | Textile | 18000 | sf
Total |  | 30 | - | - | - | - | 10.2273 | 106.7045 | [6 empty] | 7200
Days of Operation = |  | 313 | days | [10 empty] | Aggregate | 666.6667 | cy
Closed Days = |  | 52 | days | [11 empty] | 43333.3333
Scraper Hours of Operation/Day = |  | 4 | hrs/day | [5 empty] | Scraper | 10
[9 empty] | Scraper | 20 |  |  |  | Total w/o labor | 50533.3333
Assumptions: | [9 empty] | 30 | 1560 | > | 1248
Silt content was taken from AP-42, Table 13.2.2-1, for MSW landfills.
Mean number of days of precipitation was taken from AP-42, Figure 13.2.2-1.
Assume aerodynamic particle size is less than 10 microns. | [9 empty] | 2-3
Water truck is utilized as needed for a control efficiency of |  |  | 60% | for unpaved disposal roads |  | per the permit application |  |  |  | 15-20
Mean vehicle weights were derived by averaging the full and empty vehicle weights.
Mean Vehicle Weight (W)
W (tons) = | 52.2
Methodologies:
AP-42, Section 13.2.2 for Unpaved Roads.
Example - Actual Emissions Calculation (PM10):
Calculation of total particulate fugitive emissions for vehicles on unpaved haul roads.
Uncontrolled Long-Term | Eext = [k * (s/12)a * (W/3)b] * [(365 - p)/365]
Uncontrolled Short-Term | Eext = [k * (s/12)a * (W/3)b]
Variables:
Mean Silt content (s) | 6.4 | % | (from AP-42, Table 13.2.2-1)
# of days w/ >0.01 in. rainfall (p) | 60 | days/year | (from AP-42, Figure 13.2.2-1)
k factor (dimensionless) for PM2.5 = | 0.15 | lb/VMT | (from AP-42, Table 13.2.2-2.)
k factor (dimensionless) for PM10 = | 1.5 | lb/VMT | (from AP-42, Table 13.2.2-2.)
k factor (dimensionless) for TSP = | 4.9 | lb/VMT | (from AP-42, Table 13.2.2-2.)
a (constant) for PM2.5 and PM10 = | 0.9 |  | (from AP-42, Table 13.2.2-2.)
a (constant) for TSP = | 0.7
b (constant) = | 0.45 |  | (from AP-42, Table 13.2.2-2.)
| Facility | Uncontrolled Long-Term |  | Uncontrolled Short-Term
| Eext = | 0.25742 | lb/VMT | 0.30806 | lb/VMT | PM2.5
|  | 2.5742 | lb/VMT | 3.0806 | lb/VMT | PM10
|  | 9.5356 | lb/VMT | 11.4115 | lb/VMT | TSP
Obtain vehicle miles traveled (VMT) per day as follows:
|  | VMT/day | = | Number of vehicles * length of roadway (round trip in miles)
|  |  | = | 10.2273
Obtain long-term emissions in pounds per day as follows:
|  | lbs/day | = | E * VMT / day
|  |  | = | 26.3272
Obtain long-term emissions in pounds per hour as follows:
|  | lbs/hour | = | lbs per day / operating hours per day
|  |  | = | 6.5818
Assume:
|  | Operating days per year = |  | 313
Obtain long-term emissions in tons per year as follows:
|  | tons/year | = | (lbs per day * operating days per year) / pounds per ton
|  |  | = | 4.1202
Summary of particulate emissions from Scraper Travels
Pollutant |  | Uncontrolled Long-Term Emissions |  |  | Uncontrolled Short-Term Emissions
|  | lbs/day | lbs/hr | tons/yr | lbs/day | lbs/hr | tons/yr
PM2.5 |  | 2.6327 | 0.65818 | 0.41202 | 3.1506 | 0.78766 | 0.49307
PM10 |  | 26.3272 | 6.5818 | 4.1202 | 31.5063 | 7.8766 | 4.9307
TSP |  | 97.5235 | 24.3809 | 15.2624 | 116.7084 | 29.1771 | 18.2649
Pollutant |  | Controlled Long-Term Emissions |  |  | Controlled Short-Term Emissions
|  | lbs/day | lbs/hr | tons/yr | lbs/day | lbs/hr | tons/yr
PM2.5 |  | 1.0531 | 0.26327 | 0.16481 | 1.2603 | 0.31506 | 0.19723
PM10 |  | 10.5309 | 2.6327 | 1.6481 | 12.6025 | 3.1506 | 1.9723
TSP |  | 39.0094 | 9.7523 | 6.105 | 46.6834 | 11.6708 | 7.3059
Emission Source:
Scraper Loading
The following uncontrolled emissions for scraper loading at the Daily cover Soil Borrow Area was estimated through application of emission factors presented in AP-42, Section 11.9, Western Surface Coal Mining, Table 11.9-4, under the source heading "Topsoil Removal By Scraper".
ETSP = | 0.058 | lbs/ton of soil loaded (Table 11.9-4)
The emission factors for PM10 and PM2.5 were calculated by applying the ratio of the PM10 and PM2.5 to the TSP particle size multiplier (k) values, obtained from AP-42, Section 13.2.2.2, to the TSP emission factor of 0.058 lbs/ton of soil loaded.
EPM10 = (1.5/4.9)*ETSP = 0.31*0.058 = | 0.018 | lbs/ton of soil loaded
EPM2.5 = (0.15/4.9)*ETSP = 0.031*0.058 = | 0.0018 | lbs/ton of soil loaded
Number of Scraper loads per day = | 30 | loads/day
Scraper capacity = | 20 | yd3/load
Soil density = | 1.2 | tons/yd3
Mass of soil loaded per day = | 720 | tons/day
Operating days in year = | 313 | days
Mass of soil loaded in year = | 225360 | tons
Control Efficiency | 0 | %
Summary of particulate emissions from Scraper Loading
Pollutant |  | Emissions
|  | lbs/day | lbs/hr | tons/yr
PM2.5 |  | 1.296 | 0.324 | 0.20282
PM10 |  | 12.96 | 3.24 | 2.0282
TSP |  | 41.76 | 10.44 | 6.5354
Emission Source:
Scraper Unloading
AP-42, Section 13.2.4, Aggregate Handling and Storage Piles (November 2006) and AP-42 Table 11.9-4 provides guidance for batch drop operations for scraper unloading at the Soil Stockpile Area or Disposal Area. Equation (1) from Section 13.2.4 is used to calculate TSP and PM10 emissions.
E = | (k)(0.0032)(U/5)1.3 |  | (AP-42, 13.2.4.3, equation (1))
(M/2)1.4
E = size-specific emission factor (lbs/ton of material unloaded) |  |  | kTSP = | 0.74 |  | (AP-42, 13.2.4.3)
k = particle size multiplier (dimensionless) |  |  | kPM10 = | 0.35 |  | (AP-42, 13.2.4.3)
|  |  | kPM2.5 = | 0.053 |  | (AP-42, 13.2.4.3)
|  |  | U = mean wind speed (mph) = | 10 |  | (Santa Teresa Airport)
|  |  | M = soil moisture content (%) = | 12 |  | (AP-42, Table 13.2.4-1)
| ETSP = | 0.00047458 | lbs/ton of soil unloaded
| EPM10 = | 0.00022446 | lbs/ton of soil unloaded
| EPM2.5 = | 3.399e-05 | lbs/ton of soil unloaded
| Mass of soil unloaded in year = | 225360 | tons
Summary of particulate emissions from Scraper Unloading
Pollutant |  | Emissions
|  | lbs/day | lbs/hr | tons/yr
PM2.5 |  | 0.024473 | 0.0061182 | 0.00383
PM10 |  | 0.16161 | 0.040403 | 0.025293
TSP |  | 0.3417 | 0.085424 | 0.053476

## Table 3c Wind Erosion
TABLE 6.3C
FUGITIVE EMISSIONS FROM UNIT 2 - WIND EROSION EMISSIONS
CAMINO REAL LANDFILL
SUNLAND PARK, NEW MEXICO
Emission Source:
Wind Erosion
The emission factor for TSP is obtained from AP-42, Section 11.9 (Table 11.9-4) and Section 13.2.2.2:
ETSP = | 0.38 | tons/acre (Table 11.9-4)
The emission factor for PM10 was calculated by applying the ratio of the PM 10 and TSP particle size multiplier (k) values, obtained from Ap-42, Section 13.2.2.2, to the TSP emission factor of 0.38 ton/acre:
EPM10 = (1.5/4.9)ETSP = | 0.11633 | tons/acre
EPM2.5 = (0.15/4.9)ETSP = | 0.011633 | tons/acre
Days in Year | 365 | days
Hours in Year | 8760 | hours
Area | Length (feet) | Width (feet) | Area (acre) | TSP |  | PM10 |  | PM2.5 |  | Control Efficiency | TSP |  | PM10 |  | PM2.5
|  |  |  | lbs/hr | tons/yr | lbs/hr | tons/yr | lbs/hr | tons/yr |  | lbs/hr | tons/yr | lbs/hr | tons/yr | lbs/hr | tons/yr
Disposal Route 1 | 5620 | 32.8 | 4.2318 | 0.36714 | 1.6081 | 0.11239 | 0.49227 | 0.011239 | 0.049227 | 90% | 0.036714 | 0.16081 | 0.011239 | 0.049227 | 0.0011239 | 0.0049227
Access Roads 1 | 18858 | 20 | 8.6584 | 0.75119 | 3.2902 | 0.22995 | 1.0072 | 0.022995 | 0.10072 | 60% | 0.30047 | 1.3161 | 0.091982 | 0.40288 | 0.0091982 | 0.040288
Maintenance Compound | - | - | 1.4 | 0.12146 | 0.532 | 0.037182 | 0.16286 | 0.0037182 | 0.016286 | 60% | 0.048584 | 0.2128 | 0.014873 | 0.065143 | 0.0014873 | 0.0065143
Landfill Office Parking Area | - | - | 4.5 | 0.39041 | 1.71 | 0.11951 | 0.52347 | 0.011951 | 0.052347 | 60% | 0.15616 | 0.684 | 0.047805 | 0.20939 | 0.0047805 | 0.020939
Auxiliary Roads 1 | 6404 | 20 | 2.9403 | 0.2551 | 1.1173 | 0.07809 | 0.34204 | 0.007809 | 0.034204 | 0% | 0.2551 | 1.1173 | 0.07809 | 0.34204 | 0.007809 | 0.034204
Disposal Area | - | - | 5 | 0.43379 | 1.9 | 0.13279 | 0.58163 | 0.013279 | 0.058163 | 0% | 0.43379 | 1.9 | 0.13279 | 0.58163 | 0.013279 | 0.058163
Daily Cover Soil Borrow Area | - | - | 9 | 0.78082 | 3.42 | 0.23903 | 1.0469 | 0.023903 | 0.10469 | 0% | 0.78082 | 3.42 | 0.23903 | 1.0469 | 0.023903 | 0.10469
Total | - | - | 35.7305 | 3.0999 | 13.5776 | 0.94895 | 4.1564 | 0.094895 | 0.41564 | 64.89% | 2.0116 | 8.811 | 0.61581 | 2.6972 | 0.061581 | 0.26972
1 Average width of landfill roads are 32.8 ft (10 m) and the conversion from ft2 to acre is 43,560 ft2/acre.

## Table 4 Landfill&Flare
TABLE 6.4
EMISSIONS FROM UNITS 3 & 5 - LANDFILL & FLARE STACK
CAMINO REAL LANDFILL
SUNLAND PARK, NEW MEXICO
A | B | C | D | E | F | G | H | I
Pollutant | Molecular Weight (g/Mol) | Average Concentration Found In LFG (ppmv) (2) | EMISSIONS ESTIMATES
|  |  | LFG Generation (tons/yr) (3) | LFG to Open Flare (tons/yr) (4) | Open Flare Control Efficiency (5) | LFG Emissions from Open Flare (tons/yr) (6) | Total Landfill Emissions (No Flaring in 2018) (tons/yr) (12) | Total Landfill Emissions (No Flaring in 2018) (lb/hr)
Hazardous Air Pollutants (HAPs) (1)
1,1,1-Trichloroethane (methyl chloroform) | 133.41 | 0.168 | 0.045343 | 0.045891 | 98% | 0.00091783 | 0.020249 | 0.004623
1,1,2,2-Tetrachloroethane | 167.85 | 0.07 | 0.02377 | 0.024058 | 98% | 0.00048115 | 0.010615 | 0.0024235
1,1-Dichloroethane (ethylidene dichloride) | 98.97 | 0.741 | 0.14837 | 0.15016 | 98% | 0.0030032 | 0.066255 | 0.015127
1,1-Dichloroethene (vinylidene chloride) | 96.94 | 0.092 | 0.018043 | 0.018261 | 98% | 0.00036522 | 0.0080573 | 0.0018396
1,2-Dichloroethane (ethylene dichloride) | 98.96 | 0.12 | 0.024024 | 0.024315 | 98% | 0.0004863 | 0.010728 | 0.0024494
1,2-Dichloropropane (propylene dichloride) | 112.99 | 0.023 | 0.0052575 | 0.0053211 | 98% | 0.00010642 | 0.0023478 | 0.00053603
Acrylonitrile | 53.06 | 0.036 | 0.0038644 | 0.0039111 | 98% | 7.8223e-05 | 0.0017257 | 0.000394
Benzene | 78.11 | 0.972 | 0.1536 | 0.15546 | 98% | 0.0031091 | 0.068592 | 0.01566
Carbon disulfide | 76.13 | 0.32 | 0.049285 | 0.049881 | 98% | 0.00099763 | 0.022009 | 0.0050249
Carbon tetrachloride | 153.84 | 0.007 | 0.0021786 | 0.002205 | 98% | 4.4099e-05 | 0.00097289 | 0.00022212
Carbonyl sulfide | 60.07 | 0.183 | 0.022239 | 0.022508 | 98% | 0.00045016 | 0.0099313 | 0.0022674
Chlorobenzene | 112.56 | 0.227 | 0.051692 | 0.052317 | 98% | 0.0010463 | 0.023084 | 0.0052703
Chloroethane (ethyl chloride) | 64.52 | 0.239 | 0.031196 | 0.031574 | 98% | 0.00063147 | 0.013931 | 0.0031807
Chloroform | 119.39 | 0.021 | 0.0050722 | 0.0051336 | 98% | 0.00010267 | 0.0022651 | 0.00051714
Chloromethane (methyl chloride) | 50.49 | 0.249 | 0.025434 | 0.025742 | 98% | 0.00051483 | 0.011358 | 0.0025932
Dichlorobenzene (1,4-Dichlorobenzene) | 147 | 1.607 | 0.47791 | 0.48369 | 98% | 0.0096738 | 0.21342 | 0.048726
Dichloromethane (Methylene Chloride) | 84.94 | 3.395 | 0.5834 | 0.59045 | 98% | 0.011809 | 0.26053 | 0.059481
Ethylbenzene | 106.16 | 6.789 | 1.4581 | 1.4757 | 98% | 0.029514 | 0.65113 | 0.14866
Ethylene dibromide (1,2-Dibromoethane) | 187.88 | 0.046 | 0.017484 | 0.017696 | 98% | 0.00035392 | 0.0078079 | 0.0017826
Hexane | 86.18 | 2.324 | 0.40519 | 0.41009 | 98% | 0.0082017 | 0.18094 | 0.041311
Mercury* | 200.61 | 0.000292 | - | - | - | 0.00011994 | - | -
Methyl ethyl ketone | 72.11 | 10.557 | 1.5401 | 1.5587 | 98% | 0.031174 | 0.68776 | 0.15702
Methyl isobutyl ketone | 100.16 | 0.75 | 0.15197 | 0.15381 | 98% | 0.0030762 | 0.067866 | 0.015495
Perchloroethylene (tetrachloroethylene) | 165.83 | 1.193 | 0.40024 | 0.40508 | 98% | 0.0081015 | 0.17873 | 0.040806
Toluene | 92.13 | 25.4 | 4.7342 | 4.7915 | 98% | 0.095829 | 2.1141 | 0.48268
Trichloroethylene (trichloroethene) | 131.4 | 0.681 | 0.18103 | 0.18322 | 98% | 0.0036644 | 0.080843 | 0.018457
Vinyl chloride | 62.5 | 1.077 | 0.13618 | 0.13783 | 98% | 0.0027565 | 0.060813 | 0.013884
Xylenes | 106.16 | 16.582 | 3.5613 | 3.6044 | 98% | 0.072088 | 1.5904 | 0.3631
Hydrochloric Acid (HCl) (7) | 36.45 | 42 | - | - | - | 3.1346 | - | - | 0.71566
Total HAPs | - | - | 14.2565 | 14.4288 | - | 3.4233 | 6.3664 | 1.4535
Criteria Air Pollutants
Total VOCs (8) | 86.18 | 389.5008 | 67.9091 | 68.7301 | 98% | 1.3746 | 30.3258 | 6.9237
Sulfur Dioxide (SO2) (7) | 64.06 | 46.9 | - | - | - | 6.1517 | - | -
Carbon Monoxide (CO) (10) | - | - | - | - | - | 123.6684 | - | -
Nitrogen Oxides (NOx) (10) | - | - | - | - | - | 27.1273 | - | -
Particulates (PM10) (10) | - | - | - | - | - | 0.4061 | - | -
Other Regulated Air Pollutants
Ethane | 30.07 | 889 | 54.0815 | 54.7353 | 98% | 1.0947 | 24.1509 | 5.5139
Hydrogen sulfide (13) | 34.08 | 20 | 1.3789 | - | - | - | 0.61578 | 0.14059
NMOCs as Hexane (9) | 86.18 | 998.72 | 174.126 | 176.2311 | 98% | 3.5246 | 77.7586 | 17.7531
NOTES TO TABLE 6.4:
(1) Listed Hazardous Air Pollutants (HAPs) are among compounds commonly found in landfill gas (LFG), as presented in AP-42, Tables 2.4-1and 2.4-2.
(2) Average concentrations of pollutants in LFG are based on Waste Industry Air Coalition Values, except Mercury (marked with an *), which use a value listed on AP-42, Table 2.4-1.
(3) Based on average concentrations of compounds found in LFG and an estimated LFG generation of 2,964 scfm (2082), based on EPA's LandGEM 3.02 and calibrated on-site recovery using the site-specific k value from the 1999 Tier 3 Testing (0.007 1/year) and Lo value recommended in AP-42 (100 m3/Mg).
(4) The percentage of LFG generated that is assumed collected and routed to the flare. Assumed to be at flare capacity for conservativeness in case landfill gas generation higher than anticipated.
(5) Typical control efficiency for flares, as found in AP-42, Table 2.4-3. Although many compounds have a listed destruction efficiency higher than 98 percent, 98 percent was used for conservativeness.
(6) (LFG to flare) * (1-control efficiency) = LFG emissions from flare.
(7) Concentrations of HCl and SO2 are from AP-42, Section 2.4.4.
(8) According to AP-42, Table 2.4-2, Note C, VOC content at MSW sites with no co-disposal equals 39% by weight of total NMOC concentration.
(9) Based on site-specific NMOC concentration from 2016 Tier 2 sampling (SCS Engineers).
SUNLAND PARK, NEW MEXICO A: (10) Open Flare Emission factors for PM10 (in lb/hr/dscfm CH4) are from AP-42, Table 2.4-5. Emission factors for CO and NOx (in lb/mmBtu) are from AP-42 section on industrial flares. | 8760
(11) Fugitive Landfill Emissions represent the 25% of generation that cannot be reasonably collected per EPA guidance and AP-42 collection efficiency guidance.
(12) Maximum landfill emissions are based on the scenario of no GCCS operation through 2018 prior to the landfill being subject to the control requirements of NSPS, Subpart WWW. Based on the estimated LFG generation of 882.5 (2018), based on EPA's LandGEM 3.02 and calibrated on-site recover using the site-specific k value from the 1999 Tier 3 Testing (0.007 1/year) and Lo value recommended in AP-42 (100 m3/Mg). As factor-of-safety of 1.5 was applied to the landfill gas projection of 882.5 (to yield 1,324 scfm) for conservativeness.
(13) Concentration of Hydrogen Sulfide based on the latest site-specific gas component analysis is 1.3 ppmv. However the concentration is set to 20 ppmv for conservativeness.
MODEL INPUT VARIABLES:
Methane Content of LFG assumed to be | 50% | based on a 1,012 Btu/scf heating value of methane
Collection Efficiency (4) | 100%
Maximum Landfill Gas Generation Rate in 2082 (3) | 2964.1642 | scfm
Landfill Gas Generation Rate in 2018 (12) | 1323.6916 | scfm
Landfill Gas To Open Flare | 3000 | scfm
OPEN FLARE EMISSIONS FACTORS:
Pollutant | Emissions factor (10)
CO | 0.31 | lb/MMBtu
NOx | 0.068 | lb/MMBtu
PM | 0.001018 | lb/hr/dscfm
EXAMPLE CALCULATIONS
(HAPs, VOCs, NMOCs)
LFG Generation [tons/year] = (Molecular Weight of Compound[g/mol])*(Concentration of Compound[ppm]/1,000,000)*( LFG Generation Rate [cfm])
*(525,600 min/yr)*(1ton/2,000lb)*(1lb/453.6g)*(1mol/24.04L @ STP)*(28.32L/1cf)
LFG To Flare = (Molecular Weight of Compound[g/mol])*(Concentration of Compound[ppm]/1,000,000)*( LFG to Flare [cfm])
*(525,600 min/yr)*(1ton/2,000lb)*(1lb/453.6g)*(1mol/24.04L @ STP)*(28.32L/1cf)
LFG Emissions From Flare = (LFG To Flare [tons/yr])*(1 - Control Efficiency)
Emissions From Landfill = (LFG Generation [tons/year])
(SO2, HCl)
LFG Emissions from Flare = (Molecular Weight of Compound[g/mol])*(Concentration of Compound[ppm]/1,000,000)*( LFG to Flare [cfm])
*(525,600 min/yr)*(1ton/2,000lb)*(1lb/453.6g)*(1mol/24.04L @ STP)*(28.32L/1cf)
(CO, NOx)
LFG Emissions from Flare = (Methane Flow Rate to Flare [cfm])*(Emission Factor)*(1,012 Btu / cubic ft of methane)
(PM)
LFG Emissions from Flare = (Methane Flow Rate to Flare [cfm])*(Emission Factor)

## Table 5 GHG Calcs
TABLE 6.5
GHG EMISSIONS FROM UNITS 3 & 5 - LANDFILL & FLARE STACK
CAMINO REAL LANDFILL
SUNLAND PARK, NEW MEXICO
Estimated Uncontrolled Landfill Gas GHG Emissions |  |  |  | Estimated Controlled Landfill Gas GHG Emissions | Estimated Controlled Landfill Gas GHG Emissions | Estimated Controlled Landfill Gas GHG Emissions | Estimated Controlled Landfill Gas GHG Emissions | Estimated Controlled Landfill Gas GHG Emissions | Estimated Controlled Landfill Gas GHG Emissions | Estimated Controlled Landfill Gas GHG Emissions | Estimated Controlled Landfill Gas GHG Emissions | Estimated Controlled Landfill Gas GHG Emissions | Estimated Controlled Landfill Gas GHG Emissions | Estimated Controlled Landfill Gas GHG Emissions | Estimated Controlled Landfill Gas GHG Emissions | Estimated Controlled Landfill Gas GHG Emissions | Estimated Controlled Landfill Gas GHG Emissions | Estimated Controlled Landfill Gas GHG Emissions | Estimated Controlled Landfill Gas GHG Emissions | Estimated Controlled Landfill Gas GHG Emissions | Estimated Controlled Landfill Gas GHG Emissions | Estimated Controlled Landfill Gas GHG Emissions | Estimated Controlled Landfill Gas GHG Emissions | Estimated Controlled Landfill Gas GHG Emissions | Estimated Controlled Landfill Gas GHG Emissions | Estimated Controlled Landfill Gas GHG Emissions | Estimated Controlled Landfill Gas GHG Emissions | Estimated Controlled Landfill Gas GHG Emissions | Estimated Controlled Landfill Gas GHG Emissions | Estimated Controlled Landfill Gas GHG Emissions | Estimated Controlled Landfill Gas GHG Emissions | Estimated Controlled Landfill Gas GHG Emissions | Estimated Controlled Landfill Gas GHG Emissions | Estimated Controlled Landfill Gas GHG Emissions | Estimated Controlled Landfill Gas GHG Emissions | Estimated Controlled Landfill Gas GHG Emissions | Estimated Controlled Landfill Gas GHG Emissions | Estimated Controlled Landfill Gas GHG Emissions | Estimated Controlled Landfill Gas GHG Emissions | Estimated Controlled Landfill Gas GHG Emissions | Estimated Controlled Landfill Gas GHG Emissions | Estimated Controlled Landfill Gas GHG Emissions | Estimated Controlled Landfill Gas GHG Emissions | Estimated Controlled Landfill Gas GHG Emissions | Estimated Controlled Landfill Gas GHG Emissions | Estimated Controlled Landfill Gas GHG Emissions | Estimated Controlled Landfill Gas GHG Emissions | Estimated Controlled Landfill Gas GHG Emissions | Estimated Controlled Landfill Gas GHG Emissions | Estimated Controlled Landfill Gas GHG Emissions | Estimated Controlled Landfill Gas GHG Emissions | Estimated Controlled Landfill Gas GHG Emissions | Estimated Controlled Landfill Gas GHG Emissions | Estimated Controlled Landfill Gas GHG Emissions | Estimated Controlled Landfill Gas GHG Emissions | Estimated Controlled Landfill Gas GHG Emissions | Estimated Controlled Landfill Gas GHG Emissions | Estimated Controlled Landfill Gas GHG Emissions | Estimated Controlled Landfill Gas GHG Emissions | Estimated Controlled Landfill Gas GHG Emissions | Estimated Controlled Landfill Gas GHG Emissions | Estimated Controlled Landfill Gas GHG Emissions | Estimated Controlled Landfill Gas GHG Emissions | Estimated Controlled Landfill Gas GHG Emissions | Estimated Controlled Landfill Gas GHG Emissions | Estimated Controlled Landfill Gas GHG Emissions | Estimated Controlled Landfill Gas GHG Emissions | Estimated Controlled Landfill Gas GHG Emissions | Estimated Controlled Landfill Gas GHG Emissions | Estimated Controlled Landfill Gas GHG Emissions | Estimated Controlled Landfill Gas GHG Emissions | Estimated Controlled Landfill Gas GHG Emissions | Estimated Controlled Landfill Gas GHG Emissions | Estimated Controlled Landfill Gas GHG Emissions | Estimated Controlled Landfill Gas GHG Emissions | Estimated Controlled Landfill Gas GHG Emissions | Estimated Controlled Landfill Gas GHG Emissions | Estimated Controlled Landfill Gas GHG Emissions | Estimated Controlled Landfill Gas GHG Emissions | Estimated Controlled Landfill Gas GHG Emissions | Estimated Controlled Landfill Gas GHG Emissions | Estimated Controlled Landfill Gas GHG Emissions | Estimated Controlled Landfill Gas GHG Emissions | Estimated Controlled Landfill Gas GHG Emissions | Estimated Controlled Landfill Gas GHG Emissions | Estimated Controlled Landfill Gas GHG Emissions | Estimated Controlled Landfill Gas GHG Emissions | Estimated Controlled Landfill Gas GHG Emissions | Estimated Controlled Landfill Gas GHG Emissions | Estimated Controlled Landfill Gas GHG Emissions | Estimated Controlled Landfill Gas GHG Emissions | Estimated Controlled Landfill Gas GHG Emissions | Estimated Controlled Landfill Gas GHG Emissions | Estimated Controlled Landfill Gas GHG Emissions | Estimated Controlled Landfill Gas GHG Emissions | Estimated Controlled Landfill Gas GHG Emissions | Estimated Controlled Landfill Gas GHG Emissions | Estimated Controlled Landfill Gas GHG Emissions | Estimated Controlled Landfill Gas GHG Emissions | Estimated Controlled Landfill Gas GHG Emissions | Estimated Controlled Landfill Gas GHG Emissions | Estimated Controlled Landfill Gas GHG Emissions | Estimated Controlled Landfill Gas GHG Emissions | Estimated Controlled Landfill Gas GHG Emissions | Estimated Controlled Landfill Gas GHG Emissions | Estimated Controlled Landfill Gas GHG Emissions | Estimated Controlled Landfill Gas GHG Emissions | Estimated Controlled Landfill Gas GHG Emissions | Estimated Controlled Landfill Gas GHG Emissions | Estimated Controlled Landfill Gas GHG Emissions | Estimated Controlled Landfill Gas GHG Emissions | Estimated Controlled Landfill Gas GHG Emissions | Estimated Controlled Landfill Gas GHG Emissions | Estimated Controlled Landfill Gas GHG Emissions | Estimated Controlled Landfill Gas GHG Emissions | Estimated Controlled Landfill Gas GHG Emissions | Estimated Controlled Landfill Gas GHG Emissions | Estimated Controlled Landfill Gas GHG Emissions | Estimated Controlled Landfill Gas GHG Emissions | Estimated Controlled Landfill Gas GHG Emissions | Estimated Controlled Landfill Gas GHG Emissions | Estimated Controlled Landfill Gas GHG Emissions | Estimated Controlled Landfill Gas GHG Emissions | Estimated Controlled Landfill Gas GHG Emissions | Estimated Controlled Landfill Gas GHG Emissions | Estimated Controlled Landfill Gas GHG Emissions | Estimated Controlled Landfill Gas GHG Emissions | Estimated Controlled Landfill Gas GHG Emissions | Estimated Controlled Landfill Gas GHG Emissions | Estimated Controlled Landfill Gas GHG Emissions | Estimated Controlled Landfill Gas GHG Emissions | Estimated Controlled Landfill Gas GHG Emissions | Estimated Controlled Landfill Gas GHG Emissions | Estimated Controlled Landfill Gas GHG Emissions | Estimated Controlled Landfill Gas GHG Emissions | Estimated Controlled Landfill Gas GHG Emissions | Estimated Controlled Landfill Gas GHG Emissions | Estimated Controlled Landfill Gas GHG Emissions | Estimated Controlled Landfill Gas GHG Emissions | Estimated Controlled Landfill Gas GHG Emissions | Estimated Controlled Landfill Gas GHG Emissions | Estimated Controlled Landfill Gas GHG Emissions | Estimated Controlled Landfill Gas GHG Emissions | Estimated Controlled Landfill Gas GHG Emissions | Estimated Controlled Landfill Gas GHG Emissions | Estimated Controlled Landfill Gas GHG Emissions | Estimated Controlled Landfill Gas GHG Emissions | Estimated Controlled Landfill Gas GHG Emissions | Estimated Controlled Landfill Gas GHG Emissions | Estimated Controlled Landfill Gas GHG Emissions | Estimated Controlled Landfill Gas GHG Emissions | Estimated Controlled Landfill Gas GHG Emissions | Estimated Controlled Landfill Gas GHG Emissions | Estimated Controlled Landfill Gas GHG Emissions | Estimated Controlled Landfill Gas GHG Emissions | Estimated Controlled Landfill Gas GHG Emissions | Estimated Controlled Landfill Gas GHG Emissions | Estimated Controlled Landfill Gas GHG Emissions | Estimated Controlled Landfill Gas GHG Emissions | Estimated Controlled Landfill Gas GHG Emissions | Estimated Controlled Landfill Gas GHG Emissions | Estimated Controlled Landfill Gas GHG Emissions | Estimated Controlled Landfill Gas GHG Emissions | Estimated Controlled Landfill Gas GHG Emissions | Estimated Controlled Landfill Gas GHG Emissions | Estimated Controlled Landfill Gas GHG Emissions | Estimated Controlled Landfill Gas GHG Emissions | Estimated Controlled Landfill Gas GHG Emissions | Estimated Controlled Landfill Gas GHG Emissions | Estimated Controlled Landfill Gas GHG Emissions | Estimated Controlled Landfill Gas GHG Emissions | Estimated Controlled Landfill Gas GHG Emissions | Estimated Controlled Landfill Gas GHG Emissions | Estimated Controlled Landfill Gas GHG Emissions | Estimated Controlled Landfill Gas GHG Emissions | Estimated Controlled Landfill Gas GHG Emissions | Estimated Controlled Landfill Gas GHG Emissions | Estimated Controlled Landfill Gas GHG Emissions | Estimated Controlled Landfill Gas GHG Emissions | Estimated Controlled Landfill Gas GHG Emissions | Estimated Controlled Landfill Gas GHG Emissions | Estimated Controlled Landfill Gas GHG Emissions | Estimated Controlled Landfill Gas GHG Emissions | Estimated Controlled Landfill Gas GHG Emissions | Estimated Controlled Landfill Gas GHG Emissions | Estimated Controlled Landfill Gas GHG Emissions | Estimated Controlled Landfill Gas GHG Emissions | Estimated Controlled Landfill Gas GHG Emissions | Estimated Controlled Landfill Gas GHG Emissions | Estimated Controlled Landfill Gas GHG Emissions | Estimated Controlled Landfill Gas GHG Emissions | Estimated Controlled Landfill Gas GHG Emissions | Estimated Controlled Landfill Gas GHG Emissions | Estimated Controlled Landfill Gas GHG Emissions | Estimated Controlled Landfill Gas GHG Emissions | Estimated Controlled Landfill Gas GHG Emissions | Estimated Controlled Landfill Gas GHG Emissions | Estimated Controlled Landfill Gas GHG Emissions | Estimated Controlled Landfill Gas GHG Emissions | Estimated Controlled Landfill Gas GHG Emissions | Estimated Controlled Landfill Gas GHG Emissions | Estimated Controlled Landfill Gas GHG Emissions | Estimated Controlled Landfill Gas GHG Emissions | Estimated Controlled Landfill Gas GHG Emissions | Estimated Controlled Landfill Gas GHG Emissions | Estimated Controlled Landfill Gas GHG Emissions | Estimated Controlled Landfill Gas GHG Emissions | Estimated Controlled Landfill Gas GHG Emissions | Estimated Controlled Landfill Gas GHG Emissions | Estimated Controlled Landfill Gas GHG Emissions | Estimated Controlled Landfill Gas GHG Emissions | Estimated Controlled Landfill Gas GHG Emissions | Estimated Controlled Landfill Gas GHG Emissions | Estimated Controlled Landfill Gas GHG Emissions | Estimated Controlled Landfill Gas GHG Emissions | Estimated Controlled Landfill Gas GHG Emissions | Estimated Controlled Landfill Gas GHG Emissions | Estimated Controlled Landfill Gas GHG Emissions | Estimated Controlled Landfill Gas GHG Emissions | Estimated Controlled Landfill Gas GHG Emissions | Estimated Controlled Landfill Gas GHG Emissions | Estimated Controlled Landfill Gas GHG Emissions | Estimated Controlled Landfill Gas GHG Emissions | Estimated Controlled Landfill Gas GHG Emissions | Estimated Controlled Landfill Gas GHG Emissions | Estimated Controlled Landfill Gas GHG Emissions | Estimated Controlled Landfill Gas GHG Emissions | Estimated Controlled Landfill Gas GHG Emissions | Estimated Controlled Landfill Gas GHG Emissions | Estimated Controlled Landfill Gas GHG Emissions | Estimated Controlled Landfill Gas GHG Emissions | Estimated Controlled Landfill Gas GHG Emissions | Estimated Controlled Landfill Gas GHG Emissions | Estimated Controlled Landfill Gas GHG Emissions | Estimated Controlled Landfill Gas GHG Emissions | Estimated Controlled Landfill Gas GHG Emissions | Estimated Controlled Landfill Gas GHG Emissions | Estimated Controlled Landfill Gas GHG Emissions | Estimated Controlled Landfill Gas GHG Emissions | Estimated Controlled Landfill Gas GHG Emissions | Estimated Controlled Landfill Gas GHG Emissions | Estimated Controlled Landfill Gas GHG Emissions | Estimated Controlled Landfill Gas GHG Emissions | Estimated Controlled Landfill Gas GHG Emissions | Estimated Controlled Landfill Gas GHG Emissions | Estimated Controlled Landfill Gas GHG Emissions | Estimated Controlled Landfill Gas GHG Emissions | Estimated Controlled Landfill Gas GHG Emissions | Estimated Controlled Landfill Gas GHG Emissions | Estimated Controlled Landfill Gas GHG Emissions | Estimated Controlled Landfill Gas GHG Emissions | Estimated Controlled Landfill Gas GHG Emissions | Estimated Controlled Landfill Gas GHG Emissions | Estimated Controlled Landfill Gas GHG Emissions | Estimated Controlled Landfill Gas GHG Emissions | Estimated Controlled Landfill Gas GHG Emissions | Estimated Controlled Landfill Gas GHG Emissions | Estimated Controlled Landfill Gas GHG Emissions | Estimated Controlled Landfill Gas GHG Emissions | Estimated Controlled Landfill Gas GHG Emissions | Estimated Controlled Landfill Gas GHG Emissions | Estimated Controlled Landfill Gas GHG Emissions | Estimated Controlled Landfill Gas GHG Emissions | Estimated Controlled Landfill Gas GHG Emissions | Estimated Controlled Landfill Gas GHG Emissions | Estimated Controlled Landfill Gas GHG Emissions | Estimated Controlled Landfill Gas GHG Emissions | Estimated Controlled Landfill Gas GHG Emissions | Estimated Controlled Landfill Gas GHG Emissions | Estimated Controlled Landfill Gas GHG Emissions | Estimated Controlled Landfill Gas GHG Emissions | Estimated Controlled Landfill Gas GHG Emissions | Estimated Controlled Landfill Gas GHG Emissions | Estimated Controlled Landfill Gas GHG Emissions | Estimated Controlled Landfill Gas GHG Emissions | Estimated Controlled Landfill Gas GHG Emissions | Estimated Controlled Landfill Gas GHG Emissions | Estimated Controlled Landfill Gas GHG Emissions | Estimated Controlled Landfill Gas GHG Emissions | Estimated Controlled Landfill Gas GHG Emissions | Estimated Controlled Landfill Gas GHG Emissions | Estimated Controlled Landfill Gas GHG Emissions | Estimated Controlled Landfill Gas GHG Emissions | Estimated Controlled Landfill Gas GHG Emissions | Estimated Controlled Landfill Gas GHG Emissions | Estimated Controlled Landfill Gas GHG Emissions | Estimated Controlled Landfill Gas GHG Emissions | Estimated Controlled Landfill Gas GHG Emissions | Estimated Controlled Landfill Gas GHG Emissions | Estimated Controlled Landfill Gas GHG Emissions | Estimated Controlled Landfill Gas GHG Emissions | Estimated Controlled Landfill Gas GHG Emissions | Estimated Controlled Landfill Gas GHG Emissions | Estimated Controlled Landfill Gas GHG Emissions | Estimated Controlled Landfill Gas GHG Emissions | Estimated Controlled Landfill Gas GHG Emissions | Estimated Controlled Landfill Gas GHG Emissions | Estimated Controlled Landfill Gas GHG Emissions | Estimated Controlled Landfill Gas GHG Emissions | Estimated Controlled Landfill Gas GHG Emissions | Estimated Controlled Landfill Gas GHG Emissions | Estimated Controlled Landfill Gas GHG Emissions | Estimated Controlled Landfill Gas GHG Emissions | Estimated Controlled Landfill Gas GHG Emissions | Estimated Controlled Landfill Gas GHG Emissions | Estimated Controlled Landfill Gas GHG Emissions | Estimated Controlled Landfill Gas GHG Emissions | Estimated Controlled Landfill Gas GHG Emissions | Estimated Controlled Landfill Gas GHG Emissions | Estimated Controlled Landfill Gas GHG Emissions | Estimated Controlled Landfill Gas GHG Emissions | Estimated Controlled Landfill Gas GHG Emissions | Estimated Controlled Landfill Gas GHG Emissions | Estimated Controlled Landfill Gas GHG Emissions | Estimated Controlled Landfill Gas GHG Emissions | Estimated Controlled Landfill Gas GHG Emissions | Estimated Controlled Landfill Gas GHG Emissions | Estimated Controlled Landfill Gas GHG Emissions | Estimated Controlled Landfill Gas GHG Emissions | Estimated Controlled Landfill Gas GHG Emissions | Estimated Controlled Landfill Gas GHG Emissions | Estimated Controlled Landfill Gas GHG Emissions | Estimated Controlled Landfill Gas GHG Emissions | Estimated Controlled Landfill Gas GHG Emissions | Estimated Controlled Landfill Gas GHG Emissions | Estimated Controlled Landfill Gas GHG Emissions | Estimated Controlled Landfill Gas GHG Emissions | Estimated Controlled Landfill Gas GHG Emissions | Estimated Controlled Landfill Gas GHG Emissions | Estimated Controlled Landfill Gas GHG Emissions | Estimated Controlled Landfill Gas GHG Emissions | Estimated Controlled Landfill Gas GHG Emissions | Estimated Controlled Landfill Gas GHG Emissions | Estimated Controlled Landfill Gas GHG Emissions | Estimated Controlled Landfill Gas GHG Emissions | Estimated Controlled Landfill Gas GHG Emissions | Estimated Controlled Landfill Gas GHG Emissions | Estimated Controlled Landfill Gas GHG Emissions | Estimated Controlled Landfill Gas GHG Emissions | Estimated Controlled Landfill Gas GHG Emissions | Estimated Controlled Landfill Gas GHG Emissions | Estimated Controlled Landfill Gas GHG Emissions | Estimated Controlled Landfill Gas GHG Emissions | Estimated Controlled Landfill Gas GHG Emissions | Estimated Controlled Landfill Gas GHG Emissions | Estimated Controlled Landfill Gas GHG Emissions | Estimated Controlled Landfill Gas GHG Emissions | Estimated Controlled Landfill Gas GHG Emissions | Estimated Controlled Landfill Gas GHG Emissions | Estimated Controlled Landfill Gas GHG Emissions | Estimated Controlled Landfill Gas GHG Emissions | Estimated Controlled Landfill Gas GHG Emissions | Estimated Controlled Landfill Gas GHG Emissions | Estimated Controlled Landfill Gas GHG Emissions | Estimated Controlled Landfill Gas GHG Emissions | Estimated Controlled Landfill Gas GHG Emissions | Estimated Controlled Landfill Gas GHG Emissions | Estimated Controlled Landfill Gas GHG Emissions | Estimated Controlled Landfill Gas GHG Emissions | Estimated Controlled Landfill Gas GHG Emissions | Estimated Controlled Landfill Gas GHG Emissions | Estimated Controlled Landfill Gas GHG Emissions | Estimated Controlled Landfill Gas GHG Emissions | Estimated Controlled Landfill Gas GHG Emissions | Estimated Controlled Landfill Gas GHG Emissions | Estimated Controlled Landfill Gas GHG Emissions | Estimated Controlled Landfill Gas GHG Emissions | Estimated Controlled Landfill Gas GHG Emissions | Estimated Controlled Landfill Gas GHG Emissions | Estimated Controlled Landfill Gas GHG Emissions | Estimated Controlled Landfill Gas GHG Emissions | Estimated Controlled Landfill Gas GHG Emissions | Estimated Controlled Landfill Gas GHG Emissions | Estimated Controlled Landfill Gas GHG Emissions | Estimated Controlled Landfill Gas GHG Emissions | Estimated Controlled Landfill Gas GHG Emissions | Estimated Controlled Landfill Gas GHG Emissions | Estimated Controlled Landfill Gas GHG Emissions | Estimated Controlled Landfill Gas GHG Emissions | Estimated Controlled Landfill Gas GHG Emissions | Estimated Controlled Landfill Gas GHG Emissions | Estimated Controlled Landfill Gas GHG Emissions | Estimated Controlled Landfill Gas GHG Emissions | Estimated Controlled Landfill Gas GHG Emissions | Estimated Controlled Landfill Gas GHG Emissions | Estimated Controlled Landfill Gas GHG Emissions | Estimated Controlled Landfill Gas GHG Emissions | Estimated Controlled Landfill Gas GHG Emissions | Estimated Controlled Landfill Gas GHG Emissions | Estimated Controlled Landfill Gas GHG Emissions | Estimated Controlled Landfill Gas GHG Emissions | Estimated Controlled Landfill Gas GHG Emissions | Estimated Controlled Landfill Gas GHG Emissions | Estimated Controlled Landfill Gas GHG Emissions | Estimated Controlled Landfill Gas GHG Emissions | Estimated Controlled Landfill Gas GHG Emissions | Estimated Controlled Landfill Gas GHG Emissions | Estimated Controlled Landfill Gas GHG Emissions | Estimated Controlled Landfill Gas GHG Emissions | Estimated Controlled Landfill Gas GHG Emissions | Estimated Controlled Landfill Gas GHG Emissions | Estimated Controlled Landfill Gas GHG Emissions | Estimated Controlled Landfill Gas GHG Emissions | Estimated Controlled Landfill Gas GHG Emissions | Estimated Controlled Landfill Gas GHG Emissions | Estimated Controlled Landfill Gas GHG Emissions | Estimated Controlled Landfill Gas GHG Emissions | Estimated Controlled Landfill Gas GHG Emissions | Estimated Controlled Landfill Gas GHG Emissions | Estimated Controlled Landfill Gas GHG Emissions | Estimated Controlled Landfill Gas GHG Emissions | Estimated Controlled Landfill Gas GHG Emissions | Estimated Controlled Landfill Gas GHG Emissions | Estimated Controlled Landfill Gas GHG Emissions | Estimated Controlled Landfill Gas GHG Emissions | Estimated Controlled Landfill Gas GHG Emissions | Estimated Controlled Landfill Gas GHG Emissions | Estimated Controlled Landfill Gas GHG Emissions | Estimated Controlled Landfill Gas GHG Emissions | Estimated Controlled Landfill Gas GHG Emissions | Estimated Controlled Landfill Gas GHG Emissions | Estimated Controlled Landfill Gas GHG Emissions | Estimated Controlled Landfill Gas GHG Emissions | Estimated Controlled Landfill Gas GHG Emissions | Estimated Controlled Landfill Gas GHG Emissions | Estimated Controlled Landfill Gas GHG Emissions | Estimated Controlled Landfill Gas GHG Emissions | Estimated Controlled Landfill Gas GHG Emissions | Estimated Controlled Landfill Gas GHG Emissions | Estimated Controlled Landfill Gas GHG Emissions | Estimated Controlled Landfill Gas GHG Emissions | Estimated Controlled Landfill Gas GHG Emissions | Estimated Controlled Landfill Gas GHG Emissions | Estimated Controlled Landfill Gas GHG Emissions | Estimated Controlled Landfill Gas GHG Emissions | Estimated Controlled Landfill Gas GHG Emissions | Estimated Controlled Landfill Gas GHG Emissions | Estimated Controlled Landfill Gas GHG Emissions | Estimated Controlled Landfill Gas GHG Emissions | Estimated Controlled Landfill Gas GHG Emissions | Estimated Controlled Landfill Gas GHG Emissions | Estimated Controlled Landfill Gas GHG Emissions | Estimated Controlled Landfill Gas GHG Emissions | Estimated Controlled Landfill Gas GHG Emissions | Estimated Controlled Landfill Gas GHG Emissions | Estimated Controlled Landfill Gas GHG Emissions | Estimated Controlled Landfill Gas GHG Emissions | Estimated Controlled Landfill Gas GHG Emissions | Estimated Controlled Landfill Gas GHG Emissions | Estimated Controlled Landfill Gas GHG Emissions | Estimated Controlled Landfill Gas GHG Emissions | Estimated Controlled Landfill Gas GHG Emissions | Estimated Controlled Landfill Gas GHG Emissions | Estimated Controlled Landfill Gas GHG Emissions | Estimated Controlled Landfill Gas GHG Emissions | Estimated Controlled Landfill Gas GHG Emissions | Estimated Controlled Landfill Gas GHG Emissions | Estimated Controlled Landfill Gas GHG Emissions | Estimated Controlled Landfill Gas GHG Emissions | Estimated Controlled Landfill Gas GHG Emissions | Estimated Controlled Landfill Gas GHG Emissions | Estimated Controlled Landfill Gas GHG Emissions | Estimated Controlled Landfill Gas GHG Emissions | Estimated Controlled Landfill Gas GHG Emissions | Estimated Controlled Landfill Gas GHG Emissions | Estimated Controlled Landfill Gas GHG Emissions | Estimated Controlled Landfill Gas GHG Emissions | Estimated Controlled Landfill Gas GHG Emissions | Estimated Controlled Landfill Gas GHG Emissions | Estimated Controlled Landfill Gas GHG Emissions | Estimated Controlled Landfill Gas GHG Emissions | Estimated Controlled Landfill Gas GHG Emissions | Estimated Controlled Landfill Gas GHG Emissions | Estimated Controlled Landfill Gas GHG Emissions | Estimated Controlled Landfill Gas GHG Emissions | Estimated Controlled Landfill Gas GHG Emissions | Estimated Controlled Landfill Gas GHG Emissions | Estimated Controlled Landfill Gas GHG Emissions | Estimated Controlled Landfill Gas GHG Emissions | Estimated Controlled Landfill Gas GHG Emissions | Estimated Controlled Landfill Gas GHG Emissions | Estimated Controlled Landfill Gas GHG Emissions | Estimated Controlled Landfill Gas GHG Emissions | Estimated Controlled Landfill Gas GHG Emissions | Estimated Controlled Landfill Gas GHG Emissions | Estimated Controlled Landfill Gas GHG Emissions | Estimated Controlled Landfill Gas GHG Emissions | Estimated Controlled Landfill Gas GHG Emissions | Estimated Controlled Landfill Gas GHG Emissions | Estimated Controlled Landfill Gas GHG Emissions | Estimated Controlled Landfill Gas GHG Emissions | Estimated Controlled Landfill Gas GHG Emissions | Estimated Controlled Landfill Gas GHG Emissions | Estimated Controlled Landfill Gas GHG Emissions | Estimated Controlled Landfill Gas GHG Emissions | Estimated Controlled Landfill Gas GHG Emissions | Estimated Controlled Landfill Gas GHG Emissions | Estimated Controlled Landfill Gas GHG Emissions | Estimated Controlled Landfill Gas GHG Emissions | Estimated Controlled Landfill Gas GHG Emissions | Estimated Controlled Landfill Gas GHG Emissions | Estimated Controlled Landfill Gas GHG Emissions | Estimated Controlled Landfill Gas GHG Emissions | Estimated Controlled Landfill Gas GHG Emissions | Estimated Controlled Landfill Gas GHG Emissions | Estimated Controlled Landfill Gas GHG Emissions | Estimated Controlled Landfill Gas GHG Emissions | Estimated Controlled Landfill Gas GHG Emissions | Estimated Controlled Landfill Gas GHG Emissions | Estimated Controlled Landfill Gas GHG Emissions | Estimated Controlled Landfill Gas GHG Emissions | Estimated Controlled Landfill Gas GHG Emissions | Estimated Controlled Landfill Gas GHG Emissions | Estimated Controlled Landfill Gas GHG Emissions | Estimated Controlled Landfill Gas GHG Emissions | Estimated Controlled Landfill Gas GHG Emissions | Estimated Controlled Landfill Gas GHG Emissions | Estimated Controlled Landfill Gas GHG Emissions | Estimated Controlled Landfill Gas GHG Emissions | Estimated Controlled Landfill Gas GHG Emissions | Estimated Controlled Landfill Gas GHG Emissions | Estimated Controlled Landfill Gas GHG Emissions | Estimated Controlled Landfill Gas GHG Emissions | Estimated Controlled Landfill Gas GHG Emissions | Estimated Controlled Landfill Gas GHG Emissions | Estimated Controlled Landfill Gas GHG Emissions | Estimated Controlled Landfill Gas GHG Emissions | Estimated Controlled Landfill Gas GHG Emissions | Estimated Controlled Landfill Gas GHG Emissions | Estimated Controlled Landfill Gas GHG Emissions | Estimated Controlled Landfill Gas GHG Emissions | Estimated Controlled Landfill Gas GHG Emissions | Estimated Controlled Landfill Gas GHG Emissions | Estimated Controlled Landfill Gas GHG Emissions | Estimated Controlled Landfill Gas GHG Emissions | Estimated Controlled Landfill Gas GHG Emissions | Estimated Controlled Landfill Gas GHG Emissions | Estimated Controlled Landfill Gas GHG Emissions | Estimated Controlled Landfill Gas GHG Emissions | Estimated Controlled Landfill Gas GHG Emissions | Estimated Controlled Landfill Gas GHG Emissions | Estimated Controlled Landfill Gas GHG Emissions | Estimated Controlled Landfill Gas GHG Emissions | Estimated Controlled Landfill Gas GHG Emissions | Estimated Controlled Landfill Gas GHG Emissions | Estimated Controlled Landfill Gas GHG Emissions | Estimated Controlled Landfill Gas GHG Emissions | Estimated Controlled Landfill Gas GHG Emissions | Estimated Controlled Landfill Gas GHG Emissions | Estimated Controlled Landfill Gas GHG Emissions | Estimated Controlled Landfill Gas GHG Emissions | Estimated Controlled Landfill Gas GHG Emissions | Estimated Controlled Landfill Gas GHG Emissions | Estimated Controlled Landfill Gas GHG Emissions | Estimated Controlled Landfill Gas GHG Emissions | Estimated Controlled Landfill Gas GHG Emissions | Estimated Controlled Landfill Gas GHG Emissions | Estimated Controlled Landfill Gas GHG Emissions | Estimated Controlled Landfill Gas GHG Emissions | Estimated Controlled Landfill Gas GHG Emissions | Estimated Controlled Landfill Gas GHG Emissions | Estimated Controlled Landfill Gas GHG Emissions | Estimated Controlled Landfill Gas GHG Emissions | Estimated Controlled Landfill Gas GHG Emissions | Estimated Controlled Landfill Gas GHG Emissions | Estimated Controlled Landfill Gas GHG Emissions | Estimated Controlled Landfill Gas GHG Emissions | Estimated Controlled Landfill Gas GHG Emissions | Estimated Controlled Landfill Gas GHG Emissions | Estimated Controlled Landfill Gas GHG Emissions | Estimated Controlled Landfill Gas GHG Emissions | Estimated Controlled Landfill Gas GHG Emissions | Estimated Controlled Landfill Gas GHG Emissions | Estimated Controlled Landfill Gas GHG Emissions | Estimated Controlled Landfill Gas GHG Emissions | Estimated Controlled Landfill Gas GHG Emissions | Estimated Controlled Landfill Gas GHG Emissions | Estimated Controlled Landfill Gas GHG Emissions | Estimated Controlled Landfill Gas GHG Emissions | Estimated Controlled Landfill Gas GHG Emissions | Estimated Controlled Landfill Gas GHG Emissions | Estimated Controlled Landfill Gas GHG Emissions | Estimated Controlled Landfill Gas GHG Emissions | Estimated Controlled Landfill Gas GHG Emissions | Estimated Controlled Landfill Gas GHG Emissions | Estimated Controlled Landfill Gas GHG Emissions | Estimated Controlled Landfill Gas GHG Emissions | Estimated Controlled Landfill Gas GHG Emissions | Estimated Controlled Landfill Gas GHG Emissions | Estimated Controlled Landfill Gas GHG Emissions | Estimated Controlled Landfill Gas GHG Emissions | Estimated Controlled Landfill Gas GHG Emissions | Estimated Controlled Landfill Gas GHG Emissions | Estimated Controlled Landfill Gas GHG Emissions | Estimated Controlled Landfill Gas GHG Emissions | Estimated Controlled Landfill Gas GHG Emissions | Estimated Controlled Landfill Gas GHG Emissions | Estimated Controlled Landfill Gas GHG Emissions | Estimated Controlled Landfill Gas GHG Emissions | Estimated Controlled Landfill Gas GHG Emissions | Estimated Controlled Landfill Gas GHG Emissions | Estimated Controlled Landfill Gas GHG Emissions | Estimated Controlled Landfill Gas GHG Emissions | Estimated Controlled Landfill Gas GHG Emissions | Estimated Controlled Landfill Gas GHG Emissions | Estimated Controlled Landfill Gas GHG Emissions | Estimated Controlled Landfill Gas GHG Emissions | Estimated Controlled Landfill Gas GHG Emissions | Estimated Controlled Landfill Gas GHG Emissions | Estimated Controlled Landfill Gas GHG Emissions | Estimated Controlled Landfill Gas GHG Emissions | Estimated Controlled Landfill Gas GHG Emissions | Estimated Controlled Landfill Gas GHG Emissions | Estimated Controlled Landfill Gas GHG Emissions | Estimated Controlled Landfill Gas GHG Emissions | Estimated Controlled Landfill Gas GHG Emissions | Estimated Controlled Landfill Gas GHG Emissions | Estimated Controlled Landfill Gas GHG Emissions | Estimated Controlled Landfill Gas GHG Emissions | Estimated Controlled Landfill Gas GHG Emissions | Estimated Controlled Landfill Gas GHG Emissions | Estimated Controlled Landfill Gas GHG Emissions | Estimated Controlled Landfill Gas GHG Emissions | Estimated Controlled Landfill Gas GHG Emissions | Estimated Controlled Landfill Gas GHG Emissions | Estimated Controlled Landfill Gas GHG Emissions | Estimated Controlled Landfill Gas GHG Emissions | Estimated Controlled Landfill Gas GHG Emissions | Estimated Controlled Landfill Gas GHG Emissions | Estimated Controlled Landfill Gas GHG Emissions | Estimated Controlled Landfill Gas GHG Emissions | Estimated Controlled Landfill Gas GHG Emissions | Estimated Controlled Landfill Gas GHG Emissions | Estimated Controlled Landfill Gas GHG Emissions | Estimated Controlled Landfill Gas GHG Emissions | Estimated Controlled Landfill Gas GHG Emissions | Estimated Controlled Landfill Gas GHG Emissions | Estimated Controlled Landfill Gas GHG Emissions | Estimated Controlled Landfill Gas GHG Emissions | Estimated Controlled Landfill Gas GHG Emissions | Estimated Controlled Landfill Gas GHG Emissions | Estimated Controlled Landfill Gas GHG Emissions | Estimated Controlled Landfill Gas GHG Emissions | Estimated Controlled Landfill Gas GHG Emissions | Estimated Controlled Landfill Gas GHG Emissions | Estimated Controlled Landfill Gas GHG Emissions | Estimated Controlled Landfill Gas GHG Emissions | Estimated Controlled Landfill Gas GHG Emissions | Estimated Controlled Landfill Gas GHG Emissions | Estimated Controlled Landfill Gas GHG Emissions | Estimated Controlled Landfill Gas GHG Emissions | Estimated Controlled Landfill Gas GHG Emissions | Estimated Controlled Landfill Gas GHG Emissions | Estimated Controlled Landfill Gas GHG Emissions | Estimated Controlled Landfill Gas GHG Emissions | Estimated Controlled Landfill Gas GHG Emissions | Estimated Controlled Landfill Gas GHG Emissions | Estimated Controlled Landfill Gas GHG Emissions | Estimated Controlled Landfill Gas GHG Emissions | Estimated Controlled Landfill Gas GHG Emissions | Estimated Controlled Landfill Gas GHG Emissions | Estimated Controlled Landfill Gas GHG Emissions | Estimated Controlled Landfill Gas GHG Emissions | Estimated Controlled Landfill Gas GHG Emissions | Estimated Controlled Landfill Gas GHG Emissions | Estimated Controlled Landfill Gas GHG Emissions | Estimated Controlled Landfill Gas GHG Emissions | Estimated Controlled Landfill Gas GHG Emissions | Estimated Controlled Landfill Gas GHG Emissions | Estimated Controlled Landfill Gas GHG Emissions | Estimated Controlled Landfill Gas GHG Emissions | Estimated Controlled Landfill Gas GHG Emissions | Estimated Controlled Landfill Gas GHG Emissions | Estimated Controlled Landfill Gas GHG Emissions | Estimated Controlled Landfill Gas GHG Emissions | Estimated Controlled Landfill Gas GHG Emissions | Estimated Controlled Landfill Gas GHG Emissions | Estimated Controlled Landfill Gas GHG Emissions | Estimated Controlled Landfill Gas GHG Emissions | Estimated Controlled Landfill Gas GHG Emissions | Estimated Controlled Landfill Gas GHG Emissions | Estimated Controlled Landfill Gas GHG Emissions | Estimated Controlled Landfill Gas GHG Emissions | Estimated Controlled Landfill Gas GHG Emissions | Estimated Controlled Landfill Gas GHG Emissions | Estimated Controlled Landfill Gas GHG Emissions | Estimated Controlled Landfill Gas GHG Emissions | Estimated Controlled Landfill Gas GHG Emissions | Estimated Controlled Landfill Gas GHG Emissions | Estimated Controlled Landfill Gas GHG Emissions | Estimated Controlled Landfill Gas GHG Emissions | Estimated Controlled Landfill Gas GHG Emissions | Estimated Controlled Landfill Gas GHG Emissions | Estimated Controlled Landfill Gas GHG Emissions | Estimated Controlled Landfill Gas GHG Emissions | Estimated Controlled Landfill Gas GHG Emissions | Estimated Controlled Landfill Gas GHG Emissions | Estimated Controlled Landfill Gas GHG Emissions | Estimated Controlled Landfill Gas GHG Emissions | Estimated Controlled Landfill Gas GHG Emissions | Estimated Controlled Landfill Gas GHG Emissions | Estimated Controlled Landfill Gas GHG Emissions | Estimated Controlled Landfill Gas GHG Emissions | Estimated Controlled Landfill Gas GHG Emissions | Estimated Controlled Landfill Gas GHG Emissions | Estimated Controlled Landfill Gas GHG Emissions | Estimated Controlled Landfill Gas GHG Emissions | Estimated Controlled Landfill Gas GHG Emissions | Estimated Controlled Landfill Gas GHG Emissions | Estimated Controlled Landfill Gas GHG Emissions | Estimated Controlled Landfill Gas GHG Emissions | Estimated Controlled Landfill Gas GHG Emissions | Estimated Controlled Landfill Gas GHG Emissions | Estimated Controlled Landfill Gas GHG Emissions | Estimated Controlled Landfill Gas GHG Emissions | Estimated Controlled Landfill Gas GHG Emissions | Estimated Controlled Landfill Gas GHG Emissions | Estimated Controlled Landfill Gas GHG Emissions | Estimated Controlled Landfill Gas GHG Emissions | Estimated Controlled Landfill Gas GHG Emissions | Estimated Controlled Landfill Gas GHG Emissions | Estimated Controlled Landfill Gas GHG Emissions | Estimated Controlled Landfill Gas GHG Emissions | Estimated Controlled Landfill Gas GHG Emissions | Estimated Controlled Landfill Gas GHG Emissions | Estimated Controlled Landfill Gas GHG Emissions | Estimated Controlled Landfill Gas GHG Emissions | Estimated Controlled Landfill Gas GHG Emissions | Estimated Controlled Landfill Gas GHG Emissions | Estimated Controlled Landfill Gas GHG Emissions | Estimated Controlled Landfill Gas GHG Emissions | Estimated Controlled Landfill Gas GHG Emissions | Estimated Controlled Landfill Gas GHG Emissions | Estimated Controlled Landfill Gas GHG Emissions | Estimated Controlled Landfill Gas GHG Emissions | Estimated Controlled Landfill Gas GHG Emissions | Estimated Controlled Landfill Gas GHG Emissions | Estimated Controlled Landfill Gas GHG Emissions | Estimated Controlled Landfill Gas GHG Emissions | Estimated Controlled Landfill Gas GHG Emissions | Estimated Controlled Landfill Gas GHG Emissions | Estimated Controlled Landfill Gas GHG Emissions | Estimated Controlled Landfill Gas GHG Emissions | Estimated Controlled Landfill Gas GHG Emissions | Estimated Controlled Landfill Gas GHG Emissions | Estimated Controlled Landfill Gas GHG Emissions | Estimated Controlled Landfill Gas GHG Emissions | Estimated Controlled Landfill Gas GHG Emissions | Estimated Controlled Landfill Gas GHG Emissions | Estimated Controlled Landfill Gas GHG Emissions | Estimated Controlled Landfill Gas GHG Emissions | Estimated Controlled Landfill Gas GHG Emissions | Estimated Controlled Landfill Gas GHG Emissions | Estimated Controlled Landfill Gas GHG Emissions | Estimated Controlled Landfill Gas GHG Emissions | Estimated Controlled Landfill Gas GHG Emissions | Estimated Controlled Landfill Gas GHG Emissions | Estimated Controlled Landfill Gas GHG Emissions | Estimated Controlled Landfill Gas GHG Emissions | Estimated Controlled Landfill Gas GHG Emissions | Estimated Controlled Landfill Gas GHG Emissions | Estimated Controlled Landfill Gas GHG Emissions | Estimated Controlled Landfill Gas GHG Emissions | Estimated Controlled Landfill Gas GHG Emissions | Estimated Controlled Landfill Gas GHG Emissions | Estimated Controlled Landfill Gas GHG Emissions | Estimated Controlled Landfill Gas GHG Emissions | Estimated Controlled Landfill Gas GHG Emissions | Estimated Controlled Landfill Gas GHG Emissions | Estimated Controlled Landfill Gas GHG Emissions | Estimated Controlled Landfill Gas GHG Emissions | Estimated Controlled Landfill Gas GHG Emissions | Estimated Controlled Landfill Gas GHG Emissions | Estimated Controlled Landfill Gas GHG Emissions | Estimated Controlled Landfill Gas GHG Emissions | Estimated Controlled Landfill Gas GHG Emissions | Estimated Controlled Landfill Gas GHG Emissions | Estimated Controlled Landfill Gas GHG Emissions | Estimated Controlled Landfill Gas GHG Emissions | Estimated Controlled Landfill Gas GHG Emissions | Estimated Controlled Landfill Gas GHG Emissions | Estimated Controlled Landfill Gas GHG Emissions | Estimated Controlled Landfill Gas GHG Emissions | Estimated Controlled Landfill Gas GHG Emissions | Estimated Controlled Landfill Gas GHG Emissions | Estimated Controlled Landfill Gas GHG Emissions | Estimated Controlled Landfill Gas GHG Emissions | Estimated Controlled Landfill Gas GHG Emissions | Estimated Controlled Landfill Gas GHG Emissions | Estimated Controlled Landfill Gas GHG Emissions | Estimated Controlled Landfill Gas GHG Emissions | Estimated Controlled Landfill Gas GHG Emissions | Estimated Controlled Landfill Gas GHG Emissions | Estimated Controlled Landfill Gas GHG Emissions | Estimated Controlled Landfill Gas GHG Emissions | Estimated Controlled Landfill Gas GHG Emissions | Estimated Controlled Landfill Gas GHG Emissions | Estimated Controlled Landfill Gas GHG Emissions | Estimated Controlled Landfill Gas GHG Emissions | Estimated Controlled Landfill Gas GHG Emissions | Estimated Controlled Landfill Gas GHG Emissions | Estimated Controlled Landfill Gas GHG Emissions | Estimated Controlled Landfill Gas GHG Emissions | Estimated Controlled Landfill Gas GHG Emissions | Estimated Controlled Landfill Gas GHG Emissions | Estimated Controlled Landfill Gas GHG Emissions | Estimated Controlled Landfill Gas GHG Emissions | Estimated Controlled Landfill Gas GHG Emissions | Estimated Controlled Landfill Gas GHG Emissions | Estimated Controlled Landfill Gas GHG Emissions | Estimated Controlled Landfill Gas GHG Emissions | Estimated Controlled Landfill Gas GHG Emissions | Estimated Controlled Landfill Gas GHG Emissions | Estimated Controlled Landfill Gas GHG Emissions | Estimated Controlled Landfill Gas GHG Emissions | Estimated Controlled Landfill Gas GHG Emissions | Estimated Controlled Landfill Gas GHG Emissions | Estimated Controlled Landfill Gas GHG Emissions | Estimated Controlled Landfill Gas GHG Emissions | Estimated Controlled Landfill Gas GHG Emissions | Estimated Controlled Landfill Gas GHG Emissions | Estimated Controlled Landfill Gas GHG Emissions | Estimated Controlled Landfill Gas GHG Emissions | Estimated Controlled Landfill Gas GHG Emissions | Estimated Controlled Landfill Gas GHG Emissions | Estimated Controlled Landfill Gas GHG Emissions | Estimated Controlled Landfill Gas GHG Emissions | Estimated Controlled Landfill Gas GHG Emissions | Estimated Controlled Landfill Gas GHG Emissions | Estimated Controlled Landfill Gas GHG Emissions | Estimated Controlled Landfill Gas GHG Emissions | Estimated Controlled Landfill Gas GHG Emissions | Estimated Controlled Landfill Gas GHG Emissions | Estimated Controlled Landfill Gas GHG Emissions | Estimated Controlled Landfill Gas GHG Emissions | Estimated Controlled Landfill Gas GHG Emissions | Estimated Controlled Landfill Gas GHG Emissions | Estimated Controlled Landfill Gas GHG Emissions | Estimated Controlled Landfill Gas GHG Emissions | Estimated Controlled Landfill Gas GHG Emissions | Estimated Controlled Landfill Gas GHG Emissions | Estimated Controlled Landfill Gas GHG Emissions | Estimated Controlled Landfill Gas GHG Emissions | Estimated Controlled Landfill Gas GHG Emissions | Estimated Controlled Landfill Gas GHG Emissions | Estimated Controlled Landfill Gas GHG Emissions | Estimated Controlled Landfill Gas GHG Emissions | Estimated Controlled Landfill Gas GHG Emissions | Estimated Controlled Landfill Gas GHG Emissions | Estimated Controlled Landfill Gas GHG Emissions | Estimated Controlled Landfill Gas GHG Emissions | Estimated Controlled Landfill Gas GHG Emissions | Estimated Controlled Landfill Gas GHG Emissions | Estimated Controlled Landfill Gas GHG Emissions | Estimated Controlled Landfill Gas GHG Emissions | Estimated Controlled Landfill Gas GHG Emissions | Estimated Controlled Landfill Gas GHG Emissions | Estimated Controlled Landfill Gas GHG Emissions | Estimated Controlled Landfill Gas GHG Emissions | Estimated Controlled Landfill Gas GHG Emissions | Estimated Controlled Landfill Gas GHG Emissions | Estimated Controlled Landfill Gas GHG Emissions | Estimated Controlled Landfill Gas GHG Emissions | Estimated Controlled Landfill Gas GHG Emissions | Estimated Controlled Landfill Gas GHG Emissions | Estimated Controlled Landfill Gas GHG Emissions | Estimated Controlled Landfill Gas GHG Emissions | Estimated Controlled Landfill Gas GHG Emissions | Estimated Controlled Landfill Gas GHG Emissions | Estimated Controlled Landfill Gas GHG Emissions | Estimated Controlled Landfill Gas GHG Emissions | Estimated Controlled Landfill Gas GHG Emissions | Estimated Controlled Landfill Gas GHG Emissions | Estimated Controlled Landfill Gas GHG Emissions | Estimated Controlled Landfill Gas GHG Emissions | Estimated Controlled Landfill Gas GHG Emissions | Estimated Controlled Landfill Gas GHG Emissions | Estimated Controlled Landfill Gas GHG Emissions | Estimated Controlled Landfill Gas GHG Emissions | Estimated Controlled Landfill Gas GHG Emissions | Estimated Controlled Landfill Gas GHG Emissions | Estimated Controlled Landfill Gas GHG Emissions | Estimated Controlled Landfill Gas GHG Emissions | Estimated Controlled Landfill Gas GHG Emissions | Estimated Controlled Landfill Gas GHG Emissions | Estimated Controlled Landfill Gas GHG Emissions | Estimated Controlled Landfill Gas GHG Emissions | Estimated Controlled Landfill Gas GHG Emissions | Estimated Controlled Landfill Gas GHG Emissions | Estimated Controlled Landfill Gas GHG Emissions | Estimated Controlled Landfill Gas GHG Emissions | Estimated Controlled Landfill Gas GHG Emissions | Estimated Controlled Landfill Gas GHG Emissions | Estimated Controlled Landfill Gas GHG Emissions | Estimated Controlled Landfill Gas GHG Emissions | Estimated Controlled Landfill Gas GHG Emissions | Estimated Controlled Landfill Gas GHG Emissions | Estimated Controlled Landfill Gas GHG Emissions | Estimated Controlled Landfill Gas GHG Emissions | Estimated Controlled Landfill Gas GHG Emissions | Estimated Controlled Landfill Gas GHG Emissions | Estimated Controlled Landfill Gas GHG Emissions | Estimated Controlled Landfill Gas GHG Emissions | Estimated Controlled Landfill Gas GHG Emissions | Estimated Controlled Landfill Gas GHG Emissions | Estimated Controlled Landfill Gas GHG Emissions | Estimated Controlled Landfill Gas GHG Emissions | Estimated Controlled Landfill Gas GHG Emissions | Estimated Controlled Landfill Gas GHG Emissions | Estimated Controlled Landfill Gas GHG Emissions | Estimated Controlled Landfill Gas GHG Emissions | Estimated Controlled Landfill Gas GHG Emissions | Estimated Controlled Landfill Gas GHG Emissions | Estimated Controlled Landfill Gas GHG Emissions | Estimated Controlled Landfill Gas GHG Emissions | Estimated Controlled Landfill Gas GHG Emissions | Estimated Controlled Landfill Gas GHG Emissions | Estimated Controlled Landfill Gas GHG Emissions | Estimated Controlled Landfill Gas GHG Emissions | Estimated Controlled Landfill Gas GHG Emissions | Estimated Controlled Landfill Gas GHG Emissions | Estimated Controlled Landfill Gas GHG Emissions | Estimated Controlled Landfill Gas GHG Emissions | Estimated Controlled Landfill Gas GHG Emissions | Estimated Controlled Landfill Gas GHG Emissions | Estimated Controlled Landfill Gas GHG Emissions | Estimated Controlled Landfill Gas GHG Emissions | Estimated Controlled Landfill Gas GHG Emissions | Estimated Controlled Landfill Gas GHG Emissions | Estimated Controlled Landfill Gas GHG Emissions | Estimated Controlled Landfill Gas GHG Emissions | Estimated Controlled Landfill Gas GHG Emissions | Estimated Controlled Landfill Gas GHG Emissions | Estimated Controlled Landfill Gas GHG Emissions | Estimated Controlled Landfill Gas GHG Emissions | Estimated Controlled Landfill Gas GHG Emissions | Estimated Controlled Landfill Gas GHG Emissions | Estimated Controlled Landfill Gas GHG Emissions | Estimated Controlled Landfill Gas GHG Emissions | Estimated Controlled Landfill Gas GHG Emissions | Estimated Controlled Landfill Gas GHG Emissions | Estimated Controlled Landfill Gas GHG Emissions | Estimated Controlled Landfill Gas GHG Emissions | Estimated Controlled Landfill Gas GHG Emissions | Estimated Controlled Landfill Gas GHG Emissions | Estimated Controlled Landfill Gas GHG Emissions | Estimated Controlled Landfill Gas GHG Emissions | Estimated Controlled Landfill Gas GHG Emissions | Estimated Controlled Landfill Gas GHG Emissions | Estimated Controlled Landfill Gas GHG Emissions | Estimated Controlled Landfill Gas GHG Emissions | Estimated Controlled Landfill Gas GHG Emissions | Estimated Controlled Landfill Gas GHG Emissions | Estimated Controlled Landfill Gas GHG Emissions | Estimated Controlled Landfill Gas GHG Emissions | Estimated Controlled Landfill Gas GHG Emissions | Estimated Controlled Landfill Gas GHG Emissions | Estimated Controlled Landfill Gas GHG Emissions | Estimated Controlled Landfill Gas GHG Emissions | Estimated Controlled Landfill Gas GHG Emissions | Estimated Controlled Landfill Gas GHG Emissions | Estimated Controlled Landfill Gas GHG Emissions | Estimated Controlled Landfill Gas GHG Emissions | Estimated Controlled Landfill Gas GHG Emissions | Estimated Controlled Landfill Gas GHG Emissions | Estimated Controlled Landfill Gas GHG Emissions | Estimated Controlled Landfill Gas GHG Emissions | Estimated Controlled Landfill Gas GHG Emissions | Estimated Controlled Landfill Gas GHG Emissions | Estimated Controlled Landfill Gas GHG Emissions | Estimated Controlled Landfill Gas GHG Emissions | Estimated Controlled Landfill Gas GHG Emissions | Estimated Controlled Landfill Gas GHG Emissions | Estimated Controlled Landfill Gas GHG Emissions | Estimated Controlled Landfill Gas GHG Emissions | Estimated Controlled Landfill Gas GHG Emissions | Estimated Controlled Landfill Gas GHG Emissions | Estimated Controlled Landfill Gas GHG Emissions | Estimated Controlled Landfill Gas GHG Emissions | Estimated Controlled Landfill Gas GHG Emissions | Estimated Controlled Landfill Gas GHG Emissions | Estimated Controlled Landfill Gas GHG Emissions | Estimated Controlled Landfill Gas GHG Emissions | Estimated Controlled Landfill Gas GHG Emissions | Estimated Controlled Landfill Gas GHG Emissions | Estimated Controlled Landfill Gas GHG Emissions | Estimated Controlled Landfill Gas GHG Emissions | Estimated Controlled Landfill Gas GHG Emissions | Estimated Controlled Landfill Gas GHG Emissions | Estimated Controlled Landfill Gas GHG Emissions | Estimated Controlled Landfill Gas GHG Emissions | Estimated Controlled Landfill Gas GHG Emissions | Estimated Controlled Landfill Gas GHG Emissions | Estimated Controlled Landfill Gas GHG Emissions | Estimated Controlled Landfill Gas GHG Emissions | Estimated Controlled Landfill Gas GHG Emissions | Estimated Controlled Landfill Gas GHG Emissions | Estimated Controlled Landfill Gas GHG Emissions | Estimated Controlled Landfill Gas GHG Emissions | Estimated Controlled Landfill Gas GHG Emissions | Estimated Controlled Landfill Gas GHG Emissions | Estimated Controlled Landfill Gas GHG Emissions | Estimated Controlled Landfill Gas GHG Emissions | Estimated Controlled Landfill Gas GHG Emissions | Estimated Controlled Landfill Gas GHG Emissions | Estimated Controlled Landfill Gas GHG Emissions | Estimated Controlled Landfill Gas GHG Emissions | Estimated Controlled Landfill Gas GHG Emissions | Estimated Controlled Landfill Gas GHG Emissions | Estimated Controlled Landfill Gas GHG Emissions | Estimated Controlled Landfill Gas GHG Emissions | Estimated Controlled Landfill Gas GHG Emissions | Estimated Controlled Landfill Gas GHG Emissions | Estimated Controlled Landfill Gas GHG Emissions | Estimated Controlled Landfill Gas GHG Emissions | Estimated Controlled Landfill Gas GHG Emissions | Estimated Controlled Landfill Gas GHG Emissions | Estimated Controlled Landfill Gas GHG Emissions | Estimated Controlled Landfill Gas GHG Emissions | Estimated Controlled Landfill Gas GHG Emissions | Estimated Controlled Landfill Gas GHG Emissions | Estimated Controlled Landfill Gas GHG Emissions | Estimated Controlled Landfill Gas GHG Emissions | Estimated Controlled Landfill Gas GHG Emissions | Estimated Controlled Landfill Gas GHG Emissions | Estimated Controlled Landfill Gas GHG Emissions | Estimated Controlled Landfill Gas GHG Emissions | Estimated Controlled Landfill Gas GHG Emissions | Estimated Controlled Landfill Gas GHG Emissions | Estimated Controlled Landfill Gas GHG Emissions | Estimated Controlled Landfill Gas GHG Emissions | Estimated Controlled Landfill Gas GHG Emissions | Estimated Controlled Landfill Gas GHG Emissions | Estimated Controlled Landfill Gas GHG Emissions | Estimated Controlled Landfill Gas GHG Emissions | Estimated Controlled Landfill Gas GHG Emissions | Estimated Controlled Landfill Gas GHG Emissions | Estimated Controlled Landfill Gas GHG Emissions | Estimated Controlled Landfill Gas GHG Emissions | Estimated Controlled Landfill Gas GHG Emissions | Estimated Controlled Landfill Gas GHG Emissions | Estimated Controlled Landfill Gas GHG Emissions | Estimated Controlled Landfill Gas GHG Emissions | Estimated Controlled Landfill Gas GHG Emissions | Estimated Controlled Landfill Gas GHG Emissions | Estimated Controlled Landfill Gas GHG Emissions | Estimated Controlled Landfill Gas GHG Emissions | Estimated Controlled Landfill Gas GHG Emissions | Estimated Controlled Landfill Gas GHG Emissions | Estimated Controlled Landfill Gas GHG Emissions | Estimated Controlled Landfill Gas GHG Emissions | Estimated Controlled Landfill Gas GHG Emissions | Estimated Controlled Landfill Gas GHG Emissions | Estimated Controlled Landfill Gas GHG Emissions | Estimated Controlled Landfill Gas GHG Emissions | Estimated Controlled Landfill Gas GHG Emissions | Estimated Controlled Landfill Gas GHG Emissions | Estimated Controlled Landfill Gas GHG Emissions | Estimated Controlled Landfill Gas GHG Emissions | Estimated Controlled Landfill Gas GHG Emissions | Estimated Controlled Landfill Gas GHG Emissions | Estimated Controlled Landfill Gas GHG Emissions | Estimated Controlled Landfill Gas GHG Emissions | Estimated Controlled Landfill Gas GHG Emissions | Estimated Controlled Landfill Gas GHG Emissions | Estimated Controlled Landfill Gas GHG Emissions | Estimated Controlled Landfill Gas GHG Emissions | Estimated Controlled Landfill Gas GHG Emissions | Estimated Controlled Landfill Gas GHG Emissions | Estimated Controlled Landfill Gas GHG Emissions | Estimated Controlled Landfill Gas GHG Emissions | Estimated Controlled Landfill Gas GHG Emissions | Estimated Controlled Landfill Gas GHG Emissions | Estimated Controlled Landfill Gas GHG Emissions | Estimated Controlled Landfill Gas GHG Emissions | Estimated Controlled Landfill Gas GHG Emissions | Estimated Controlled Landfill Gas GHG Emissions | Estimated Controlled Landfill Gas GHG Emissions | Estimated Controlled Landfill Gas GHG Emissions | Estimated Controlled Landfill Gas GHG Emissions | Estimated Controlled Landfill Gas GHG Emissions | Estimated Controlled Landfill Gas GHG Emissions | Estimated Controlled Landfill Gas GHG Emissions | Estimated Controlled Landfill Gas GHG Emissions | Estimated Controlled Landfill Gas GHG Emissions | Estimated Controlled Landfill Gas GHG Emissions | Estimated Controlled Landfill Gas GHG Emissions | Estimated Controlled Landfill Gas GHG Emissions | Estimated Controlled Landfill Gas GHG Emissions | Estimated Controlled Landfill Gas GHG Emissions | Estimated Controlled Landfill Gas GHG Emissions | Estimated Controlled Landfill Gas GHG Emissions | Estimated Controlled Landfill Gas GHG Emissions | Estimated Controlled Landfill Gas GHG Emissions | Estimated Controlled Landfill Gas GHG Emissions | Estimated Controlled Landfill Gas GHG Emissions | Estimated Controlled Landfill Gas GHG Emissions | Estimated Controlled Landfill Gas GHG Emissions | Estimated Controlled Landfill Gas GHG Emissions | Estimated Controlled Landfill Gas GHG Emissions | Estimated Controlled Landfill Gas GHG Emissions | Estimated Controlled Landfill Gas GHG Emissions | Estimated Controlled Landfill Gas GHG Emissions | Estimated Controlled Landfill Gas GHG Emissions | Estimated Controlled Landfill Gas GHG Emissions | Estimated Controlled Landfill Gas GHG Emissions | Estimated Controlled Landfill Gas GHG Emissions | Estimated Controlled Landfill Gas GHG Emissions | Estimated Controlled Landfill Gas GHG Emissions | Estimated Controlled Landfill Gas GHG Emissions | Estimated Controlled Landfill Gas GHG Emissions | Estimated Controlled Landfill Gas GHG Emissions | Estimated Controlled Landfill Gas GHG Emissions | Estimated Controlled Landfill Gas GHG Emissions | Estimated Controlled Landfill Gas GHG Emissions | Estimated Controlled Landfill Gas GHG Emissions | Estimated Controlled Landfill Gas GHG Emissions | Estimated Controlled Landfill Gas GHG Emissions | Estimated Controlled Landfill Gas GHG Emissions | Estimated Controlled Landfill Gas GHG Emissions | Estimated Controlled Landfill Gas GHG Emissions | Estimated Controlled Landfill Gas GHG Emissions | Estimated Controlled Landfill Gas GHG Emissions | Estimated Controlled Landfill Gas GHG Emissions | Estimated Controlled Landfill Gas GHG Emissions | Estimated Controlled Landfill Gas GHG Emissions | Estimated Controlled Landfill Gas GHG Emissions | Estimated Controlled Landfill Gas GHG Emissions | Estimated Controlled Landfill Gas GHG Emissions | Estimated Controlled Landfill Gas GHG Emissions | Estimated Controlled Landfill Gas GHG Emissions | Estimated Controlled Landfill Gas GHG Emissions | Estimated Controlled Landfill Gas GHG Emissions | Estimated Controlled Landfill Gas GHG Emissions | Estimated Controlled Landfill Gas GHG Emissions | Estimated Controlled Landfill Gas GHG Emissions | Estimated Controlled Landfill Gas GHG Emissions | Estimated Controlled Landfill Gas GHG Emissions | Estimated Controlled Landfill Gas GHG Emissions | Estimated Controlled Landfill Gas GHG Emissions | Estimated Controlled Landfill Gas GHG Emissions | Estimated Controlled Landfill Gas GHG Emissions | Estimated Controlled Landfill Gas GHG Emissions | Estimated Controlled Landfill Gas GHG Emissions | Estimated Controlled Landfill Gas GHG Emissions | Estimated Controlled Landfill Gas GHG Emissions | Estimated Controlled Landfill Gas GHG Emissions | Estimated Controlled Landfill Gas GHG Emissions | Estimated Controlled Landfill Gas GHG Emissions | Estimated Controlled Landfill Gas GHG Emissions | Estimated Controlled Landfill Gas GHG Emissions | Estimated Controlled Landfill Gas GHG Emissions | Estimated Controlled Landfill Gas GHG Emissions | Estimated Controlled Landfill Gas GHG Emissions | Estimated Controlled Landfill Gas GHG Emissions | Estimated Controlled Landfill Gas GHG Emissions | Estimated Controlled Landfill Gas GHG Emissions | Estimated Controlled Landfill Gas GHG Emissions | Estimated Controlled Landfill Gas GHG Emissions | Estimated Controlled Landfill Gas GHG Emissions | Estimated Controlled Landfill Gas GHG Emissions | Estimated Controlled Landfill Gas GHG Emissions | Estimated Controlled Landfill Gas GHG Emissions | Estimated Controlled Landfill Gas GHG Emissions | Estimated Controlled Landfill Gas GHG Emissions | Estimated Controlled Landfill Gas GHG Emissions | Estimated Controlled Landfill Gas GHG Emissions | Estimated Controlled Landfill Gas GHG Emissions | Estimated Controlled Landfill Gas GHG Emissions | Estimated Controlled Landfill Gas GHG Emissions | Estimated Controlled Landfill Gas GHG Emissions | Estimated Controlled Landfill Gas GHG Emissions | Estimated Controlled Landfill Gas GHG Emissions | Estimated Controlled Landfill Gas GHG Emissions | Estimated Controlled Landfill Gas GHG Emissions | Estimated Controlled Landfill Gas GHG Emissions | Estimated Controlled Landfill Gas GHG Emissions | Estimated Controlled Landfill Gas GHG Emissions | Estimated Controlled Landfill Gas GHG Emissions | Estimated Controlled Landfill Gas GHG Emissions | Estimated Controlled Landfill Gas GHG Emissions | Estimated Controlled Landfill Gas GHG Emissions | Estimated Controlled Landfill Gas GHG Emissions | Estimated Controlled Landfill Gas GHG Emissions | Estimated Controlled Landfill Gas GHG Emissions | Estimated Controlled Landfill Gas GHG Emissions | Estimated Controlled Landfill Gas GHG Emissions | Estimated Controlled Landfill Gas GHG Emissions | Estimated Controlled Landfill Gas GHG Emissions | Estimated Controlled Landfill Gas GHG Emissions | Estimated Controlled Landfill Gas GHG Emissions | Estimated Controlled Landfill Gas GHG Emissions | Estimated Controlled Landfill Gas GHG Emissions | Estimated Controlled Landfill Gas GHG Emissions | Estimated Controlled Landfill Gas GHG Emissions | Estimated Controlled Landfill Gas GHG Emissions | Estimated Controlled Landfill Gas GHG Emissions | Estimated Controlled Landfill Gas GHG Emissions | Estimated Controlled Landfill Gas GHG Emissions | Estimated Controlled Landfill Gas GHG Emissions | Estimated Controlled Landfill Gas GHG Emissions | Estimated Controlled Landfill Gas GHG Emissions | Estimated Controlled Landfill Gas GHG Emissions | Estimated Controlled Landfill Gas GHG Emissions | Estimated Controlled Landfill Gas GHG Emissions | Estimated Controlled Landfill Gas GHG Emissions | Estimated Controlled Landfill Gas GHG Emissions | Estimated Controlled Landfill Gas GHG Emissions | Estimated Controlled Landfill Gas GHG Emissions | Estimated Controlled Landfill Gas GHG Emissions | Estimated Controlled Landfill Gas GHG Emissions | Estimated Controlled Landfill Gas GHG Emissions | Estimated Controlled Landfill Gas GHG Emissions | Estimated Controlled Landfill Gas GHG Emissions | Estimated Controlled Landfill Gas GHG Emissions | Estimated Controlled Landfill Gas GHG Emissions | Estimated Controlled Landfill Gas GHG Emissions | Estimated Controlled Landfill Gas GHG Emissions | Estimated Controlled Landfill Gas GHG Emissions | Estimated Controlled Landfill Gas GHG Emissions | Estimated Controlled Landfill Gas GHG Emissions | Estimated Controlled Landfill Gas GHG Emissions | Estimated Controlled Landfill Gas GHG Emissions | Estimated Controlled Landfill Gas GHG Emissions | Estimated Controlled Landfill Gas GHG Emissions | Estimated Controlled Landfill Gas GHG Emissions | Estimated Controlled Landfill Gas GHG Emissions | Estimated Controlled Landfill Gas GHG Emissions | Estimated Controlled Landfill Gas GHG Emissions | Estimated Controlled Landfill Gas GHG Emissions | Estimated Controlled Landfill Gas GHG Emissions | Estimated Controlled Landfill Gas GHG Emissions | Estimated Controlled Landfill Gas GHG Emissions | Estimated Controlled Landfill Gas GHG Emissions | Estimated Controlled Landfill Gas GHG Emissions | Estimated Controlled Landfill Gas GHG Emissions | Estimated Controlled Landfill Gas GHG Emissions | Estimated Controlled Landfill Gas GHG Emissions | Estimated Controlled Landfill Gas GHG Emissions | Estimated Controlled Landfill Gas GHG Emissions | Estimated Controlled Landfill Gas GHG Emissions | Estimated Controlled Landfill Gas GHG Emissions | Estimated Controlled Landfill Gas GHG Emissions | Estimated Controlled Landfill Gas GHG Emissions | Estimated Controlled Landfill Gas GHG Emissions | Estimated Controlled Landfill Gas GHG Emissions | Estimated Controlled Landfill Gas GHG Emissions | Estimated Controlled Landfill Gas GHG Emissions | Estimated Controlled Landfill Gas GHG Emissions | Estimated Controlled Landfill Gas GHG Emissions | Estimated Controlled Landfill Gas GHG Emissions | Estimated Controlled Landfill Gas GHG Emissions | Estimated Controlled Landfill Gas GHG Emissions | Estimated Controlled Landfill Gas GHG Emissions | Estimated Controlled Landfill Gas GHG Emissions | Estimated Controlled Landfill Gas GHG Emissions | Estimated Controlled Landfill Gas GHG Emissions | Estimated Controlled Landfill Gas GHG Emissions | Estimated Controlled Landfill Gas GHG Emissions | Estimated Controlled Landfill Gas GHG Emissions | Estimated Controlled Landfill Gas GHG Emissions | Estimated Controlled Landfill Gas GHG Emissions | Estimated Controlled Landfill Gas GHG Emissions | Estimated Controlled Landfill Gas GHG Emissions | Estimated Controlled Landfill Gas GHG Emissions | Estimated Controlled Landfill Gas GHG Emissions | Estimated Controlled Landfill Gas GHG Emissions | Estimated Controlled Landfill Gas GHG Emissions | Estimated Controlled Landfill Gas GHG Emissions | Estimated Controlled Landfill Gas GHG Emissions | Estimated Controlled Landfill Gas GHG Emissions | Estimated Controlled Landfill Gas GHG Emissions | Estimated Controlled Landfill Gas GHG Emissions | Estimated Controlled Landfill Gas GHG Emissions | Estimated Controlled Landfill Gas GHG Emissions | Estimated Controlled Landfill Gas GHG Emissions | Estimated Controlled Landfill Gas GHG Emissions | Estimated Controlled Landfill Gas GHG Emissions | Estimated Controlled Landfill Gas GHG Emissions | Estimated Controlled Landfill Gas GHG Emissions | Estimated Controlled Landfill Gas GHG Emissions | Estimated Controlled Landfill Gas GHG Emissions | Estimated Controlled Landfill Gas GHG Emissions | Estimated Controlled Landfill Gas GHG Emissions | Estimated Controlled Landfill Gas GHG Emissions | Estimated Controlled Landfill Gas GHG Emissions | Estimated Controlled Landfill Gas GHG Emissions | Estimated Controlled Landfill Gas GHG Emissions | Estimated Controlled Landfill Gas GHG Emissions | Estimated Controlled Landfill Gas GHG Emissions | Estimated Controlled Landfill Gas GHG Emissions | Estimated Controlled Landfill Gas GHG Emissions | Estimated Controlled Landfill Gas GHG Emissions | Estimated Controlled Landfill Gas GHG Emissions | Estimated Controlled Landfill Gas GHG Emissions | Estimated Controlled Landfill Gas GHG Emissions | Estimated Controlled Landfill Gas GHG Emissions | Estimated Controlled Landfill Gas GHG Emissions | Estimated Controlled Landfill Gas GHG Emissions | Estimated Controlled Landfill Gas GHG Emissions | Estimated Controlled Landfill Gas GHG Emissions | Estimated Controlled Landfill Gas GHG Emissions | Estimated Controlled Landfill Gas GHG Emissions | Estimated Controlled Landfill Gas GHG Emissions | Estimated Controlled Landfill Gas GHG Emissions | Estimated Controlled Landfill Gas GHG Emissions | Estimated Controlled Landfill Gas GHG Emissions | Estimated Controlled Landfill Gas GHG Emissions | Estimated Controlled Landfill Gas GHG Emissions | Estimated Controlled Landfill Gas GHG Emissions | Estimated Controlled Landfill Gas GHG Emissions | Estimated Controlled Landfill Gas GHG Emissions | Estimated Controlled Landfill Gas GHG Emissions | Estimated Controlled Landfill Gas GHG Emissions | Estimated Controlled Landfill Gas GHG Emissions | Estimated Controlled Landfill Gas GHG Emissions | Estimated Controlled Landfill Gas GHG Emissions | Estimated Controlled Landfill Gas GHG Emissions | Estimated Controlled Landfill Gas GHG Emissions | Estimated Controlled Landfill Gas GHG Emissions | Estimated Controlled Landfill Gas GHG Emissions | Estimated Controlled Landfill Gas GHG Emissions | Estimated Controlled Landfill Gas GHG Emissions | Estimated Controlled Landfill Gas GHG Emissions | Estimated Controlled Landfill Gas GHG Emissions | Estimated Controlled Landfill Gas GHG Emissions | Estimated Controlled Landfill Gas GHG Emissions | Estimated Controlled Landfill Gas GHG Emissions | Estimated Controlled Landfill Gas GHG Emissions | Estimated Controlled Landfill Gas GHG Emissions | Estimated Controlled Landfill Gas GHG Emissions | Estimated Controlled Landfill Gas GHG Emissions | Estimated Controlled Landfill Gas GHG Emissions | Estimated Controlled Landfill Gas GHG Emissions | Estimated Controlled Landfill Gas GHG Emissions | Estimated Controlled Landfill Gas GHG Emissions | Estimated Controlled Landfill Gas GHG Emissions | Estimated Controlled Landfill Gas GHG Emissions | Estimated Controlled Landfill Gas GHG Emissions | Estimated Controlled Landfill Gas GHG Emissions | Estimated Controlled Landfill Gas GHG Emissions | Estimated Controlled Landfill Gas GHG Emissions | Estimated Controlled Landfill Gas GHG Emissions | Estimated Controlled Landfill Gas GHG Emissions | Estimated Controlled Landfill Gas GHG Emissions | Estimated Controlled Landfill Gas GHG Emissions | Estimated Controlled Landfill Gas GHG Emissions | Estimated Controlled Landfill Gas GHG Emissions | Estimated Controlled Landfill Gas GHG Emissions | Estimated Controlled Landfill Gas GHG Emissions | Estimated Controlled Landfill Gas GHG Emissions | Estimated Controlled Landfill Gas GHG Emissions | Estimated Controlled Landfill Gas GHG Emissions | Estimated Controlled Landfill Gas GHG Emissions | Estimated Controlled Landfill Gas GHG Emissions | Estimated Controlled Landfill Gas GHG Emissions | Estimated Controlled Landfill Gas GHG Emissions | Estimated Controlled Landfill Gas GHG Emissions | Estimated Controlled Landfill Gas GHG Emissions | Estimated Controlled Landfill Gas GHG Emissions | Estimated Controlled Landfill Gas GHG Emissions | Estimated Controlled Landfill Gas GHG Emissions | Estimated Controlled Landfill Gas GHG Emissions | Estimated Controlled Landfill Gas GHG Emissions | Estimated Controlled Landfill Gas GHG Emissions | Estimated Controlled Landfill Gas GHG Emissions | Estimated Controlled Landfill Gas GHG Emissions | Estimated Controlled Landfill Gas GHG Emissions | Estimated Controlled Landfill Gas GHG Emissions | Estimated Controlled Landfill Gas GHG Emissions | Estimated Controlled Landfill Gas GHG Emissions | Estimated Controlled Landfill Gas GHG Emissions | Estimated Controlled Landfill Gas GHG Emissions | Estimated Controlled Landfill Gas GHG Emissions | Estimated Controlled Landfill Gas GHG Emissions | Estimated Controlled Landfill Gas GHG Emissions | Estimated Controlled Landfill Gas GHG Emissions | Estimated Controlled Landfill Gas GHG Emissions | Estimated Controlled Landfill Gas GHG Emissions | Estimated Controlled Landfill Gas GHG Emissions | Estimated Controlled Landfill Gas GHG Emissions | Estimated Controlled Landfill Gas GHG Emissions | Estimated Controlled Landfill Gas GHG Emissions | Estimated Controlled Landfill Gas GHG Emissions | Estimated Controlled Landfill Gas GHG Emissions | Estimated Controlled Landfill Gas GHG Emissions | Estimated Controlled Landfill Gas GHG Emissions | Estimated Controlled Landfill Gas GHG Emissions | Estimated Controlled Landfill Gas GHG Emissions | Estimated Controlled Landfill Gas GHG Emissions | Estimated Controlled Landfill Gas GHG Emissions | Estimated Controlled Landfill Gas GHG Emissions | Estimated Controlled Landfill Gas GHG Emissions | Estimated Controlled Landfill Gas GHG Emissions | Estimated Controlled Landfill Gas GHG Emissions | Estimated Controlled Landfill Gas GHG Emissions | Estimated Controlled Landfill Gas GHG Emissions | Estimated Controlled Landfill Gas GHG Emissions | Estimated Controlled Landfill Gas GHG Emissions | Estimated Controlled Landfill Gas GHG Emissions | Estimated Controlled Landfill Gas GHG Emissions | Estimated Controlled Landfill Gas GHG Emissions | Estimated Controlled Landfill Gas GHG Emissions | Estimated Controlled Landfill Gas GHG Emissions | Estimated Controlled Landfill Gas GHG Emissions | Estimated Controlled Landfill Gas GHG Emissions | Estimated Controlled Landfill Gas GHG Emissions | Estimated Controlled Landfill Gas GHG Emissions | Estimated Controlled Landfill Gas GHG Emissions | Estimated Controlled Landfill Gas GHG Emissions | Estimated Controlled Landfill Gas GHG Emissions | Estimated Controlled Landfill Gas GHG Emissions | Estimated Controlled Landfill Gas GHG Emissions | Estimated Controlled Landfill Gas GHG Emissions | Estimated Controlled Landfill Gas GHG Emissions | Estimated Controlled Landfill Gas GHG Emissions | Estimated Controlled Landfill Gas GHG Emissions | Estimated Controlled Landfill Gas GHG Emissions | Estimated Controlled Landfill Gas GHG Emissions | Estimated Controlled Landfill Gas GHG Emissions | Estimated Controlled Landfill Gas GHG Emissions | Estimated Controlled Landfill Gas GHG Emissions | Estimated Controlled Landfill Gas GHG Emissions | Estimated Controlled Landfill Gas GHG Emissions | Estimated Controlled Landfill Gas GHG Emissions | Estimated Controlled Landfill Gas GHG Emissions | Estimated Controlled Landfill Gas GHG Emissions | Estimated Controlled Landfill Gas GHG Emissions | Estimated Controlled Landfill Gas GHG Emissions | Estimated Controlled Landfill Gas GHG Emissions | Estimated Controlled Landfill Gas GHG Emissions | Estimated Controlled Landfill Gas GHG Emissions | Estimated Controlled Landfill Gas GHG Emissions | Estimated Controlled Landfill Gas GHG Emissions | Estimated Controlled Landfill Gas GHG Emissions | Estimated Controlled Landfill Gas GHG Emissions | Estimated Controlled Landfill Gas GHG Emissions | Estimated Controlled Landfill Gas GHG Emissions | Estimated Controlled Landfill Gas GHG Emissions | Estimated Controlled Landfill Gas GHG Emissions | Estimated Controlled Landfill Gas GHG Emissions | Estimated Controlled Landfill Gas GHG Emissions | Estimated Controlled Landfill Gas GHG Emissions | Estimated Controlled Landfill Gas GHG Emissions | Estimated Controlled Landfill Gas GHG Emissions | Estimated Controlled Landfill Gas GHG Emissions | Estimated Controlled Landfill Gas GHG Emissions | Estimated Controlled Landfill Gas GHG Emissions | Estimated Controlled Landfill Gas GHG Emissions | Estimated Controlled Landfill Gas GHG Emissions | Estimated Controlled Landfill Gas GHG Emissions | Estimated Controlled Landfill Gas GHG Emissions | Estimated Controlled Landfill Gas GHG Emissions | Estimated Controlled Landfill Gas GHG Emissions | Estimated Controlled Landfill Gas GHG Emissions | Estimated Controlled Landfill Gas GHG Emissions | Estimated Controlled Landfill Gas GHG Emissions | Estimated Controlled Landfill Gas GHG Emissions | Estimated Controlled Landfill Gas GHG Emissions | Estimated Controlled Landfill Gas GHG Emissions | Estimated Controlled Landfill Gas GHG Emissions | Estimated Controlled Landfill Gas GHG Emissions | Estimated Controlled Landfill Gas GHG Emissions | Estimated Controlled Landfill Gas GHG Emissions | Estimated Controlled Landfill Gas GHG Emissions | Estimated Controlled Landfill Gas GHG Emissions | Estimated Controlled Landfill Gas GHG Emissions | Estimated Controlled Landfill Gas GHG Emissions | Estimated Controlled Landfill Gas GHG Emissions | Estimated Controlled Landfill Gas GHG Emissions | Estimated Controlled Landfill Gas GHG Emissions | Estimated Controlled Landfill Gas GHG Emissions | Estimated Controlled Landfill Gas GHG Emissions | Estimated Controlled Landfill Gas GHG Emissions | Estimated Controlled Landfill Gas GHG Emissions | Estimated Controlled Landfill Gas GHG Emissions | Estimated Controlled Landfill Gas GHG Emissions | Estimated Controlled Landfill Gas GHG Emissions | Estimated Controlled Landfill Gas GHG Emissions | Estimated Controlled Landfill Gas GHG Emissions | Estimated Controlled Landfill Gas GHG Emissions | Estimated Controlled Landfill Gas GHG Emissions | Estimated Controlled Landfill Gas GHG Emissions | Estimated Controlled Landfill Gas GHG Emissions | Estimated Controlled Landfill Gas GHG Emissions | Estimated Controlled Landfill Gas GHG Emissions | Estimated Controlled Landfill Gas GHG Emissions | Estimated Controlled Landfill Gas GHG Emissions | Estimated Controlled Landfill Gas GHG Emissions | Estimated Controlled Landfill Gas GHG Emissions | Estimated Controlled Landfill Gas GHG Emissions | Estimated Controlled Landfill Gas GHG Emissions | Estimated Controlled Landfill Gas GHG Emissions | Estimated Controlled Landfill Gas GHG Emissions | Estimated Controlled Landfill Gas GHG Emissions | Estimated Controlled Landfill Gas GHG Emissions | Estimated Controlled Landfill Gas GHG Emissions | Estimated Controlled Landfill Gas GHG Emissions | Estimated Controlled Landfill Gas GHG Emissions | Estimated Controlled Landfill Gas GHG Emissions | Estimated Controlled Landfill Gas GHG Emissions | Estimated Controlled Landfill Gas GHG Emissions | Estimated Controlled Landfill Gas GHG Emissions | Estimated Controlled Landfill Gas GHG Emissions | Estimated Controlled Landfill Gas GHG Emissions | Estimated Controlled Landfill Gas GHG Emissions | Estimated Controlled Landfill Gas GHG Emissions | Estimated Controlled Landfill Gas GHG Emissions | Estimated Controlled Landfill Gas GHG Emissions | Estimated Controlled Landfill Gas GHG Emissions | Estimated Controlled Landfill Gas GHG Emissions | Estimated Controlled Landfill Gas GHG Emissions | Estimated Controlled Landfill Gas GHG Emissions | Estimated Controlled Landfill Gas GHG Emissions | Estimated Controlled Landfill Gas GHG Emissions | Estimated Controlled Landfill Gas GHG Emissions | Estimated Controlled Landfill Gas GHG Emissions | Estimated Controlled Landfill Gas GHG Emissions | Estimated Controlled Landfill Gas GHG Emissions | Estimated Controlled Landfill Gas GHG Emissions | Estimated Controlled Landfill Gas GHG Emissions | Estimated Controlled Landfill Gas GHG Emissions | Estimated Controlled Landfill Gas GHG Emissions | Estimated Controlled Landfill Gas GHG Emissions | Estimated Controlled Landfill Gas GHG Emissions | Estimated Controlled Landfill Gas GHG Emissions | Estimated Controlled Landfill Gas GHG Emissions | Estimated Controlled Landfill Gas GHG Emissions | Estimated Controlled Landfill Gas GHG Emissions | Estimated Controlled Landfill Gas GHG Emissions | Estimated Controlled Landfill Gas GHG Emissions | Estimated Controlled Landfill Gas GHG Emissions | Estimated Controlled Landfill Gas GHG Emissions | Estimated Controlled Landfill Gas GHG Emissions | Estimated Controlled Landfill Gas GHG Emissions | Estimated Controlled Landfill Gas GHG Emissions | Estimated Controlled Landfill Gas GHG Emissions | Estimated Controlled Landfill Gas GHG Emissions | Estimated Controlled Landfill Gas GHG Emissions | Estimated Controlled Landfill Gas GHG Emissions | Estimated Controlled Landfill Gas GHG Emissions | Estimated Controlled Landfill Gas GHG Emissions | Estimated Controlled Landfill Gas GHG Emissions | Estimated Controlled Landfill Gas GHG Emissions | Estimated Controlled Landfill Gas GHG Emissions | Estimated Controlled Landfill Gas GHG Emissions | Estimated Controlled Landfill Gas GHG Emissions | Estimated Controlled Landfill Gas GHG Emissions | Estimated Controlled Landfill Gas GHG Emissions | Estimated Controlled Landfill Gas GHG Emissions | Estimated Controlled Landfill Gas GHG Emissions | Estimated Controlled Landfill Gas GHG Emissions | Estimated Controlled Landfill Gas GHG Emissions | Estimated Controlled Landfill Gas GHG Emissions | Estimated Controlled Landfill Gas GHG Emissions | Estimated Controlled Landfill Gas GHG Emissions | Estimated Controlled Landfill Gas GHG Emissions | Estimated Controlled Landfill Gas GHG Emissions | Estimated Controlled Landfill Gas GHG Emissions | Estimated Controlled Landfill Gas GHG Emissions | Estimated Controlled Landfill Gas GHG Emissions | Estimated Controlled Landfill Gas GHG Emissions | Estimated Controlled Landfill Gas GHG Emissions | Estimated Controlled Landfill Gas GHG Emissions | Estimated Controlled Landfill Gas GHG Emissions | Estimated Controlled Landfill Gas GHG Emissions | Estimated Controlled Landfill Gas GHG Emissions | Estimated Controlled Landfill Gas GHG Emissions | Estimated Controlled Landfill Gas GHG Emissions | Estimated Controlled Landfill Gas GHG Emissions | Estimated Controlled Landfill Gas GHG Emissions | Estimated Controlled Landfill Gas GHG Emissions | Estimated Controlled Landfill Gas GHG Emissions | Estimated Controlled Landfill Gas GHG Emissions | Estimated Controlled Landfill Gas GHG Emissions | Estimated Controlled Landfill Gas GHG Emissions | Estimated Controlled Landfill Gas GHG Emissions | Estimated Controlled Landfill Gas GHG Emissions | Estimated Controlled Landfill Gas GHG Emissions | Estimated Controlled Landfill Gas GHG Emissions | Estimated Controlled Landfill Gas GHG Emissions | Estimated Controlled Landfill Gas GHG Emissions | Estimated Controlled Landfill Gas GHG Emissions | Estimated Controlled Landfill Gas GHG Emissions | Estimated Controlled Landfill Gas GHG Emissions | Estimated Controlled Landfill Gas GHG Emissions | Estimated Controlled Landfill Gas GHG Emissions | Estimated Controlled Landfill Gas GHG Emissions | Estimated Controlled Landfill Gas GHG Emissions | Estimated Controlled Landfill Gas GHG Emissions | Estimated Controlled Landfill Gas GHG Emissions | Estimated Controlled Landfill Gas GHG Emissions | Estimated Controlled Landfill Gas GHG Emissions | Estimated Controlled Landfill Gas GHG Emissions | Estimated Controlled Landfill Gas GHG Emissions | Estimated Controlled Landfill Gas GHG Emissions | Estimated Controlled Landfill Gas GHG Emissions | Estimated Controlled Landfill Gas GHG Emissions | Estimated Controlled Landfill Gas GHG Emissions | Estimated Controlled Landfill Gas GHG Emissions | Estimated Controlled Landfill Gas GHG Emissions | Estimated Controlled Landfill Gas GHG Emissions | Estimated Controlled Landfill Gas GHG Emissions | Estimated Controlled Landfill Gas GHG Emissions | Estimated Controlled Landfill Gas GHG Emissions | Estimated Controlled Landfill Gas GHG Emissions | Estimated Controlled Landfill Gas GHG Emissions | Estimated Controlled Landfill Gas GHG Emissions | Estimated Controlled Landfill Gas GHG Emissions | Estimated Controlled Landfill Gas GHG Emissions | Estimated Controlled Landfill Gas GHG Emissions | Estimated Controlled Landfill Gas GHG Emissions | Estimated Controlled Landfill Gas GHG Emissions | Estimated Controlled Landfill Gas GHG Emissions | Estimated Controlled Landfill Gas GHG Emissions | Estimated Controlled Landfill Gas GHG Emissions | Estimated Controlled Landfill Gas GHG Emissions | Estimated Controlled Landfill Gas GHG Emissions | Estimated Controlled Landfill Gas GHG Emissions | Estimated Controlled Landfill Gas GHG Emissions | Estimated Controlled Landfill Gas GHG Emissions | Estimated Controlled Landfill Gas GHG Emissions | Estimated Controlled Landfill Gas GHG Emissions | Estimated Controlled Landfill Gas GHG Emissions | Estimated Controlled Landfill Gas GHG Emissions | Estimated Controlled Landfill Gas GHG Emissions | Estimated Controlled Landfill Gas GHG Emissions | Estimated Controlled Landfill Gas GHG Emissions | Estimated Controlled Landfill Gas GHG Emissions | Estimated Controlled Landfill Gas GHG Emissions | Estimated Controlled Landfill Gas GHG Emissions | Estimated Controlled Landfill Gas GHG Emissions | Estimated Controlled Landfill Gas GHG Emissions | Estimated Controlled Landfill Gas GHG Emissions | Estimated Controlled Landfill Gas GHG Emissions | Estimated Controlled Landfill Gas GHG Emissions | Estimated Controlled Landfill Gas GHG Emissions | Estimated Controlled Landfill Gas GHG Emissions | Estimated Controlled Landfill Gas GHG Emissions | Estimated Controlled Landfill Gas GHG Emissions | Estimated Controlled Landfill Gas GHG Emissions | Estimated Controlled Landfill Gas GHG Emissions | Estimated Controlled Landfill Gas GHG Emissions | Estimated Controlled Landfill Gas GHG Emissions | Estimated Controlled Landfill Gas GHG Emissions | Estimated Controlled Landfill Gas GHG Emissions | Estimated Controlled Landfill Gas GHG Emissions | Estimated Controlled Landfill Gas GHG Emissions | Estimated Controlled Landfill Gas GHG Emissions | Estimated Controlled Landfill Gas GHG Emissions | Estimated Controlled Landfill Gas GHG Emissions | Estimated Controlled Landfill Gas GHG Emissions | Estimated Controlled Landfill Gas GHG Emissions | Estimated Controlled Landfill Gas GHG Emissions | Estimated Controlled Landfill Gas GHG Emissions | Estimated Controlled Landfill Gas GHG Emissions | Estimated Controlled Landfill Gas GHG Emissions | Estimated Controlled Landfill Gas GHG Emissions | Estimated Controlled Landfill Gas GHG Emissions | Estimated Controlled Landfill Gas GHG Emissions | Estimated Controlled Landfill Gas GHG Emissions | Estimated Controlled Landfill Gas GHG Emissions | Estimated Controlled Landfill Gas GHG Emissions | Estimated Controlled Landfill Gas GHG Emissions | Estimated Controlled Landfill Gas GHG Emissions | Estimated Controlled Landfill Gas GHG Emissions | Estimated Controlled Landfill Gas GHG Emissions | Estimated Controlled Landfill Gas GHG Emissions | Estimated Controlled Landfill Gas GHG Emissions | Estimated Controlled Landfill Gas GHG Emissions | Estimated Controlled Landfill Gas GHG Emissions | Estimated Controlled Landfill Gas GHG Emissions | Estimated Controlled Landfill Gas GHG Emissions | Estimated Controlled Landfill Gas GHG Emissions | Estimated Controlled Landfill Gas GHG Emissions | Estimated Controlled Landfill Gas GHG Emissions | Estimated Controlled Landfill Gas GHG Emissions | Estimated Controlled Landfill Gas GHG Emissions | Estimated Controlled Landfill Gas GHG Emissions | Estimated Controlled Landfill Gas GHG Emissions | Estimated Controlled Landfill Gas GHG Emissions | Estimated Controlled Landfill Gas GHG Emissions | Estimated Controlled Landfill Gas GHG Emissions | Estimated Controlled Landfill Gas GHG Emissions | Estimated Controlled Landfill Gas GHG Emissions | Estimated Controlled Landfill Gas GHG Emissions | Estimated Controlled Landfill Gas GHG Emissions | Estimated Controlled Landfill Gas GHG Emissions | Estimated Controlled Landfill Gas GHG Emissions | Estimated Controlled Landfill Gas GHG Emissions | Estimated Controlled Landfill Gas GHG Emissions | Estimated Controlled Landfill Gas GHG Emissions | Estimated Controlled Landfill Gas GHG Emissions | Estimated Controlled Landfill Gas GHG Emissions | Estimated Controlled Landfill Gas GHG Emissions | Estimated Controlled Landfill Gas GHG Emissions | Estimated Controlled Landfill Gas GHG Emissions | Estimated Controlled Landfill Gas GHG Emissions | Estimated Controlled Landfill Gas GHG Emissions | Estimated Controlled Landfill Gas GHG Emissions | Estimated Controlled Landfill Gas GHG Emissions | Estimated Controlled Landfill Gas GHG Emissions | Estimated Controlled Landfill Gas GHG Emissions | Estimated Controlled Landfill Gas GHG Emissions | Estimated Controlled Landfill Gas GHG Emissions | Estimated Controlled Landfill Gas GHG Emissions | Estimated Controlled Landfill Gas GHG Emissions | Estimated Controlled Landfill Gas GHG Emissions | Estimated Controlled Landfill Gas GHG Emissions | Estimated Controlled Landfill Gas GHG Emissions | Estimated Controlled Landfill Gas GHG Emissions | Estimated Controlled Landfill Gas GHG Emissions | Estimated Controlled Landfill Gas GHG Emissions | Estimated Controlled Landfill Gas GHG Emissions | Estimated Controlled Landfill Gas GHG Emissions | Estimated Controlled Landfill Gas GHG Emissions | Estimated Controlled Landfill Gas GHG Emissions | Estimated Controlled Landfill Gas GHG Emissions | Estimated Controlled Landfill Gas GHG Emissions | Estimated Controlled Landfill Gas GHG Emissions | Estimated Controlled Landfill Gas GHG Emissions | Estimated Controlled Landfill Gas GHG Emissions | Estimated Controlled Landfill Gas GHG Emissions | Estimated Controlled Landfill Gas GHG Emissions | Estimated Controlled Landfill Gas GHG Emissions | Estimated Controlled Landfill Gas GHG Emissions | Estimated Controlled Landfill Gas GHG Emissions | Estimated Controlled Landfill Gas GHG Emissions | Estimated Controlled Landfill Gas GHG Emissions | Estimated Controlled Landfill Gas GHG Emissions | Estimated Controlled Landfill Gas GHG Emissions | Estimated Controlled Landfill Gas GHG Emissions | Estimated Controlled Landfill Gas GHG Emissions | Estimated Controlled Landfill Gas GHG Emissions | Estimated Controlled Landfill Gas GHG Emissions | Estimated Controlled Landfill Gas GHG Emissions | Estimated Controlled Landfill Gas GHG Emissions | Estimated Controlled Landfill Gas GHG Emissions | Estimated Controlled Landfill Gas GHG Emissions | Estimated Controlled Landfill Gas GHG Emissions | Estimated Controlled Landfill Gas GHG Emissions | Estimated Controlled Landfill Gas GHG Emissions | Estimated Controlled Landfill Gas GHG Emissions | Estimated Controlled Landfill Gas GHG Emissions | Estimated Controlled Landfill Gas GHG Emissions | Estimated Controlled Landfill Gas GHG Emissions | Estimated Controlled Landfill Gas GHG Emissions | Estimated Controlled Landfill Gas GHG Emissions | Estimated Controlled Landfill Gas GHG Emissions | Estimated Controlled Landfill Gas GHG Emissions | Estimated Controlled Landfill Gas GHG Emissions | Estimated Controlled Landfill Gas GHG Emissions | Estimated Controlled Landfill Gas GHG Emissions | Estimated Controlled Landfill Gas GHG Emissions | Estimated Controlled Landfill Gas GHG Emissions | Estimated Controlled Landfill Gas GHG Emissions | Estimated Controlled Landfill Gas GHG Emissions | Estimated Controlled Landfill Gas GHG Emissions | Estimated Controlled Landfill Gas GHG Emissions | Estimated Controlled Landfill Gas GHG Emissions | Estimated Controlled Landfill Gas GHG Emissions | Estimated Controlled Landfill Gas GHG Emissions | Estimated Controlled Landfill Gas GHG Emissions | Estimated Controlled Landfill Gas GHG Emissions | Estimated Controlled Landfill Gas GHG Emissions | Estimated Controlled Landfill Gas GHG Emissions | Estimated Controlled Landfill Gas GHG Emissions | Estimated Controlled Landfill Gas GHG Emissions | Estimated Controlled Landfill Gas GHG Emissions | Estimated Controlled Landfill Gas GHG Emissions | Estimated Controlled Landfill Gas GHG Emissions | Estimated Controlled Landfill Gas GHG Emissions | Estimated Controlled Landfill Gas GHG Emissions | Estimated Controlled Landfill Gas GHG Emissions | Estimated Controlled Landfill Gas GHG Emissions | Estimated Controlled Landfill Gas GHG Emissions | Estimated Controlled Landfill Gas GHG Emissions | Estimated Controlled Landfill Gas GHG Emissions | Estimated Controlled Landfill Gas GHG Emissions | Estimated Controlled Landfill Gas GHG Emissions | Estimated Controlled Landfill Gas GHG Emissions | Estimated Controlled Landfill Gas GHG Emissions | Estimated Controlled Landfill Gas GHG Emissions | Estimated Controlled Landfill Gas GHG Emissions | Estimated Controlled Landfill Gas GHG Emissions | Estimated Controlled Landfill Gas GHG Emissions | Estimated Controlled Landfill Gas GHG Emissions | Estimated Controlled Landfill Gas GHG Emissions | Estimated Controlled Landfill Gas GHG Emissions | Estimated Controlled Landfill Gas GHG Emissions | Estimated Controlled Landfill Gas GHG Emissions | Estimated Controlled Landfill Gas GHG Emissions | Estimated Controlled Landfill Gas GHG Emissions | Estimated Controlled Landfill Gas GHG Emissions | Estimated Controlled Landfill Gas GHG Emissions | Estimated Controlled Landfill Gas GHG Emissions | Estimated Controlled Landfill Gas GHG Emissions | Estimated Controlled Landfill Gas GHG Emissions | Estimated Controlled Landfill Gas GHG Emissions | Estimated Controlled Landfill Gas GHG Emissions | Estimated Controlled Landfill Gas GHG Emissions | Estimated Controlled Landfill Gas GHG Emissions | Estimated Controlled Landfill Gas GHG Emissions | Estimated Controlled Landfill Gas GHG Emissions | Estimated Controlled Landfill Gas GHG Emissions | Estimated Controlled Landfill Gas GHG Emissions | Estimated Controlled Landfill Gas GHG Emissions | Estimated Controlled Landfill Gas GHG Emissions | Estimated Controlled Landfill Gas GHG Emissions | Estimated Controlled Landfill Gas GHG Emissions | Estimated Controlled Landfill Gas GHG Emissions | Estimated Controlled Landfill Gas GHG Emissions | Estimated Controlled Landfill Gas GHG Emissions | Estimated Controlled Landfill Gas GHG Emissions | Estimated Controlled Landfill Gas GHG Emissions | Estimated Controlled Landfill Gas GHG Emissions | Estimated Controlled Landfill Gas GHG Emissions | Estimated Controlled Landfill Gas GHG Emissions | Estimated Controlled Landfill Gas GHG Emissions | Estimated Controlled Landfill Gas GHG Emissions | Estimated Controlled Landfill Gas GHG Emissions | Estimated Controlled Landfill Gas GHG Emissions | Estimated Controlled Landfill Gas GHG Emissions | Estimated Controlled Landfill Gas GHG Emissions | Estimated Controlled Landfill Gas GHG Emissions | Estimated Controlled Landfill Gas GHG Emissions | Estimated Controlled Landfill Gas GHG Emissions | Estimated Controlled Landfill Gas GHG Emissions | Estimated Controlled Landfill Gas GHG Emissions | Estimated Controlled Landfill Gas GHG Emissions | Estimated Controlled Landfill Gas GHG Emissions | Estimated Controlled Landfill Gas GHG Emissions | Estimated Controlled Landfill Gas GHG Emissions | Estimated Controlled Landfill Gas GHG Emissions | Estimated Controlled Landfill Gas GHG Emissions | Estimated Controlled Landfill Gas GHG Emissions | Estimated Controlled Landfill Gas GHG Emissions | Estimated Controlled Landfill Gas GHG Emissions | Estimated Controlled Landfill Gas GHG Emissions | Estimated Controlled Landfill Gas GHG Emissions | Estimated Controlled Landfill Gas GHG Emissions | Estimated Controlled Landfill Gas GHG Emissions | Estimated Controlled Landfill Gas GHG Emissions | Estimated Controlled Landfill Gas GHG Emissions | Estimated Controlled Landfill Gas GHG Emissions | Estimated Controlled Landfill Gas GHG Emissions | Estimated Controlled Landfill Gas GHG Emissions | Estimated Controlled Landfill Gas GHG Emissions | Estimated Controlled Landfill Gas GHG Emissions | Estimated Controlled Landfill Gas GHG Emissions | Estimated Controlled Landfill Gas GHG Emissions | Estimated Controlled Landfill Gas GHG Emissions | Estimated Controlled Landfill Gas GHG Emissions | Estimated Controlled Landfill Gas GHG Emissions | Estimated Controlled Landfill Gas GHG Emissions | Estimated Controlled Landfill Gas GHG Emissions | Estimated Controlled Landfill Gas GHG Emissions | Estimated Controlled Landfill Gas GHG Emissions | Estimated Controlled Landfill Gas GHG Emissions | Estimated Controlled Landfill Gas GHG Emissions | Estimated Controlled Landfill Gas GHG Emissions | Estimated Controlled Landfill Gas GHG Emissions | Estimated Controlled Landfill Gas GHG Emissions | Estimated Controlled Landfill Gas GHG Emissions | Estimated Controlled Landfill Gas GHG Emissions | Estimated Controlled Landfill Gas GHG Emissions | Estimated Controlled Landfill Gas GHG Emissions | Estimated Controlled Landfill Gas GHG Emissions | Estimated Controlled Landfill Gas GHG Emissions | Estimated Controlled Landfill Gas GHG Emissions | Estimated Controlled Landfill Gas GHG Emissions | Estimated Controlled Landfill Gas GHG Emissions | Estimated Controlled Landfill Gas GHG Emissions | Estimated Controlled Landfill Gas GHG Emissions | Estimated Controlled Landfill Gas GHG Emissions | Estimated Controlled Landfill Gas GHG Emissions | Estimated Controlled Landfill Gas GHG Emissions | Estimated Controlled Landfill Gas GHG Emissions | Estimated Controlled Landfill Gas GHG Emissions | Estimated Controlled Landfill Gas GHG Emissions | Estimated Controlled Landfill Gas GHG Emissions | Estimated Controlled Landfill Gas GHG Emissions | Estimated Controlled Landfill Gas GHG Emissions | Estimated Controlled Landfill Gas GHG Emissions | Estimated Controlled Landfill Gas GHG Emissions | Estimated Controlled Landfill Gas GHG Emissions | Estimated Controlled Landfill Gas GHG Emissions | Estimated Controlled Landfill Gas GHG Emissions | Estimated Controlled Landfill Gas GHG Emissions | Estimated Controlled Landfill Gas GHG Emissions | Estimated Controlled Landfill Gas GHG Emissions | Estimated Controlled Landfill Gas GHG Emissions | Estimated Controlled Landfill Gas GHG Emissions | Estimated Controlled Landfill Gas GHG Emissions | Estimated Controlled Landfill Gas GHG Emissions | Estimated Controlled Landfill Gas GHG Emissions | Estimated Controlled Landfill Gas GHG Emissions | Estimated Controlled Landfill Gas GHG Emissions | Estimated Controlled Landfill Gas GHG Emissions | Estimated Controlled Landfill Gas GHG Emissions | Estimated Controlled Landfill Gas GHG Emissions | Estimated Controlled Landfill Gas GHG Emissions | Estimated Controlled Landfill Gas GHG Emissions | Estimated Controlled Landfill Gas GHG Emissions | Estimated Controlled Landfill Gas GHG Emissions | Estimated Controlled Landfill Gas GHG Emissions | Estimated Controlled Landfill Gas GHG Emissions | Estimated Controlled Landfill Gas GHG Emissions | Estimated Controlled Landfill Gas GHG Emissions | Estimated Controlled Landfill Gas GHG Emissions | Estimated Controlled Landfill Gas GHG Emissions | Estimated Controlled Landfill Gas GHG Emissions | Estimated Controlled Landfill Gas GHG Emissions | Estimated Controlled Landfill Gas GHG Emissions | Estimated Controlled Landfill Gas GHG Emissions | Estimated Controlled Landfill Gas GHG Emissions | Estimated Controlled Landfill Gas GHG Emissions | Estimated Controlled Landfill Gas GHG Emissions | Estimated Controlled Landfill Gas GHG Emissions | Estimated Controlled Landfill Gas GHG Emissions | Estimated Controlled Landfill Gas GHG Emissions | Estimated Controlled Landfill Gas GHG Emissions | Estimated Controlled Landfill Gas GHG Emissions | Estimated Controlled Landfill Gas GHG Emissions | Estimated Controlled Landfill Gas GHG Emissions | Estimated Controlled Landfill Gas GHG Emissions | Estimated Controlled Landfill Gas GHG Emissions | Estimated Controlled Landfill Gas GHG Emissions | Estimated Controlled Landfill Gas GHG Emissions | Estimated Controlled Landfill Gas GHG Emissions | Estimated Controlled Landfill Gas GHG Emissions | Estimated Controlled Landfill Gas GHG Emissions | Estimated Controlled Landfill Gas GHG Emissions | Estimated Controlled Landfill Gas GHG Emissions | Estimated Controlled Landfill Gas GHG Emissions | Estimated Controlled Landfill Gas GHG Emissions | Estimated Controlled Landfill Gas GHG Emissions | Estimated Controlled Landfill Gas GHG Emissions | Estimated Controlled Landfill Gas GHG Emissions | Estimated Controlled Landfill Gas GHG Emissions | Estimated Controlled Landfill Gas GHG Emissions | Estimated Controlled Landfill Gas GHG Emissions | Estimated Controlled Landfill Gas GHG Emissions | Estimated Controlled Landfill Gas GHG Emissions | Estimated Controlled Landfill Gas GHG Emissions | Estimated Controlled Landfill Gas GHG Emissions | Estimated Controlled Landfill Gas GHG Emissions | Estimated Controlled Landfill Gas GHG Emissions | Estimated Controlled Landfill Gas GHG Emissions | Estimated Controlled Landfill Gas GHG Emissions | Estimated Controlled Landfill Gas GHG Emissions | Estimated Controlled Landfill Gas GHG Emissions | Estimated Controlled Landfill Gas GHG Emissions | Estimated Controlled Landfill Gas GHG Emissions | Estimated Controlled Landfill Gas GHG Emissions | Estimated Controlled Landfill Gas GHG Emissions | Estimated Controlled Landfill Gas GHG Emissions | Estimated Controlled Landfill Gas GHG Emissions | Estimated Controlled Landfill Gas GHG Emissions | Estimated Controlled Landfill Gas GHG Emissions | Estimated Controlled Landfill Gas GHG Emissions | Estimated Controlled Landfill Gas GHG Emissions | Estimated Controlled Landfill Gas GHG Emissions | Estimated Controlled Landfill Gas GHG Emissions | Estimated Controlled Landfill Gas GHG Emissions | Estimated Controlled Landfill Gas GHG Emissions | Estimated Controlled Landfill Gas GHG Emissions | Estimated Controlled Landfill Gas GHG Emissions | Estimated Controlled Landfill Gas GHG Emissions | Estimated Controlled Landfill Gas GHG Emissions | Estimated Controlled Landfill Gas GHG Emissions | Estimated Controlled Landfill Gas GHG Emissions | Estimated Controlled Landfill Gas GHG Emissions | Estimated Controlled Landfill Gas GHG Emissions | Estimated Controlled Landfill Gas GHG Emissions | Estimated Controlled Landfill Gas GHG Emissions | Estimated Controlled Landfill Gas GHG Emissions | Estimated Controlled Landfill Gas GHG Emissions | Estimated Controlled Landfill Gas GHG Emissions | Estimated Controlled Landfill Gas GHG Emissions | Estimated Controlled Landfill Gas GHG Emissions | Estimated Controlled Landfill Gas GHG Emissions | Estimated Controlled Landfill Gas GHG Emissions | Estimated Controlled Landfill Gas GHG Emissions | Estimated Controlled Landfill Gas GHG Emissions | Estimated Controlled Landfill Gas GHG Emissions | Estimated Controlled Landfill Gas GHG Emissions | Estimated Controlled Landfill Gas GHG Emissions | Estimated Controlled Landfill Gas GHG Emissions | Estimated Controlled Landfill Gas GHG Emissions | Estimated Controlled Landfill Gas GHG Emissions | Estimated Controlled Landfill Gas GHG Emissions | Estimated Controlled Landfill Gas GHG Emissions | Estimated Controlled Landfill Gas GHG Emissions | Estimated Controlled Landfill Gas GHG Emissions | Estimated Controlled Landfill Gas GHG Emissions | Estimated Controlled Landfill Gas GHG Emissions | Estimated Controlled Landfill Gas GHG Emissions | Estimated Controlled Landfill Gas GHG Emissions | Estimated Controlled Landfill Gas GHG Emissions | Estimated Controlled Landfill Gas GHG Emissions | Estimated Controlled Landfill Gas GHG Emissions | Estimated Controlled Landfill Gas GHG Emissions | Estimated Controlled Landfill Gas GHG Emissions | Estimated Controlled Landfill Gas GHG Emissions | Estimated Controlled Landfill Gas GHG Emissions | Estimated Controlled Landfill Gas GHG Emissions | Estimated Controlled Landfill Gas GHG Emissions | Estimated Controlled Landfill Gas GHG Emissions | Estimated Controlled Landfill Gas GHG Emissions | Estimated Controlled Landfill Gas GHG Emissions | Estimated Controlled Landfill Gas GHG Emissions | Estimated Controlled Landfill Gas GHG Emissions | Estimated Controlled Landfill Gas GHG Emissions | Estimated Controlled Landfill Gas GHG Emissions | Estimated Controlled Landfill Gas GHG Emissions | Estimated Controlled Landfill Gas GHG Emissions | Estimated Controlled Landfill Gas GHG Emissions | Estimated Controlled Landfill Gas GHG Emissions | Estimated Controlled Landfill Gas GHG Emissions | Estimated Controlled Landfill Gas GHG Emissions | Estimated Controlled Landfill Gas GHG Emissions | Estimated Controlled Landfill Gas GHG Emissions | Estimated Controlled Landfill Gas GHG Emissions | Estimated Controlled Landfill Gas GHG Emissions | Estimated Controlled Landfill Gas GHG Emissions | Estimated Controlled Landfill Gas GHG Emissions | Estimated Controlled Landfill Gas GHG Emissions | Estimated Controlled Landfill Gas GHG Emissions | Estimated Controlled Landfill Gas GHG Emissions | Estimated Controlled Landfill Gas GHG Emissions | Estimated Controlled Landfill Gas GHG Emissions | Estimated Controlled Landfill Gas GHG Emissions | Estimated Controlled Landfill Gas GHG Emissions | Estimated Controlled Landfill Gas GHG Emissions | Estimated Controlled Landfill Gas GHG Emissions | Estimated Controlled Landfill Gas GHG Emissions | Estimated Controlled Landfill Gas GHG Emissions | Estimated Controlled Landfill Gas GHG Emissions | Estimated Controlled Landfill Gas GHG Emissions | Estimated Controlled Landfill Gas GHG Emissions | Estimated Controlled Landfill Gas GHG Emissions | Estimated Controlled Landfill Gas GHG Emissions | Estimated Controlled Landfill Gas GHG Emissions | Estimated Controlled Landfill Gas GHG Emissions | Estimated Controlled Landfill Gas GHG Emissions | Estimated Controlled Landfill Gas GHG Emissions | Estimated Controlled Landfill Gas GHG Emissions | Estimated Controlled Landfill Gas GHG Emissions | Estimated Controlled Landfill Gas GHG Emissions | Estimated Controlled Landfill Gas GHG Emissions | Estimated Controlled Landfill Gas GHG Emissions | Estimated Controlled Landfill Gas GHG Emissions | Estimated Controlled Landfill Gas GHG Emissions | Estimated Controlled Landfill Gas GHG Emissions | Estimated Controlled Landfill Gas GHG Emissions | Estimated Controlled Landfill Gas GHG Emissions | Estimated Controlled Landfill Gas GHG Emissions | Estimated Controlled Landfill Gas GHG Emissions | Estimated Controlled Landfill Gas GHG Emissions | Estimated Controlled Landfill Gas GHG Emissions | Estimated Controlled Landfill Gas GHG Emissions | Estimated Controlled Landfill Gas GHG Emissions | Estimated Controlled Landfill Gas GHG Emissions | Estimated Controlled Landfill Gas GHG Emissions | Estimated Controlled Landfill Gas GHG Emissions | Estimated Controlled Landfill Gas GHG Emissions | Estimated Controlled Landfill Gas GHG Emissions | Estimated Controlled Landfill Gas GHG Emissions | Estimated Controlled Landfill Gas GHG Emissions | Estimated Controlled Landfill Gas GHG Emissions | Estimated Controlled Landfill Gas GHG Emissions | Estimated Controlled Landfill Gas GHG Emissions | Estimated Controlled Landfill Gas GHG Emissions | Estimated Controlled Landfill Gas GHG Emissions | Estimated Controlled Landfill Gas GHG Emissions | Estimated Controlled Landfill Gas GHG Emissions | Estimated Controlled Landfill Gas GHG Emissions | Estimated Controlled Landfill Gas GHG Emissions | Estimated Controlled Landfill Gas GHG Emissions | Estimated Controlled Landfill Gas GHG Emissions | Estimated Controlled Landfill Gas GHG Emissions | Estimated Controlled Landfill Gas GHG Emissions | Estimated Controlled Landfill Gas GHG Emissions | Estimated Controlled Landfill Gas GHG Emissions | Estimated Controlled Landfill Gas GHG Emissions | Estimated Controlled Landfill Gas GHG Emissions | Estimated Controlled Landfill Gas GHG Emissions | Estimated Controlled Landfill Gas GHG Emissions | Estimated Controlled Landfill Gas GHG Emissions | Estimated Controlled Landfill Gas GHG Emissions | Estimated Controlled Landfill Gas GHG Emissions | Estimated Controlled Landfill Gas GHG Emissions | Estimated Controlled Landfill Gas GHG Emissions | Estimated Controlled Landfill Gas GHG Emissions | Estimated Controlled Landfill Gas GHG Emissions | Estimated Controlled Landfill Gas GHG Emissions | Estimated Controlled Landfill Gas GHG Emissions | Estimated Controlled Landfill Gas GHG Emissions | Estimated Controlled Landfill Gas GHG Emissions | Estimated Controlled Landfill Gas GHG Emissions | Estimated Controlled Landfill Gas GHG Emissions | Estimated Controlled Landfill Gas GHG Emissions | Estimated Controlled Landfill Gas GHG Emissions | Estimated Controlled Landfill Gas GHG Emissions | Estimated Controlled Landfill Gas GHG Emissions | Estimated Controlled Landfill Gas GHG Emissions | Estimated Controlled Landfill Gas GHG Emissions | Estimated Controlled Landfill Gas GHG Emissions | Estimated Controlled Landfill Gas GHG Emissions | Estimated Controlled Landfill Gas GHG Emissions | Estimated Controlled Landfill Gas GHG Emissions | Estimated Controlled Landfill Gas GHG Emissions | Estimated Controlled Landfill Gas GHG Emissions | Estimated Controlled Landfill Gas GHG Emissions | Estimated Controlled Landfill Gas GHG Emissions | Estimated Controlled Landfill Gas GHG Emissions | Estimated Controlled Landfill Gas GHG Emissions | Estimated Controlled Landfill Gas GHG Emissions | Estimated Controlled Landfill Gas GHG Emissions | Estimated Controlled Landfill Gas GHG Emissions | Estimated Controlled Landfill Gas GHG Emissions | Estimated Controlled Landfill Gas GHG Emissions | Estimated Controlled Landfill Gas GHG Emissions | Estimated Controlled Landfill Gas GHG Emissions | Estimated Controlled Landfill Gas GHG Emissions | Estimated Controlled Landfill Gas GHG Emissions | Estimated Controlled Landfill Gas GHG Emissions | Estimated Controlled Landfill Gas GHG Emissions | Estimated Controlled Landfill Gas GHG Emissions | Estimated Controlled Landfill Gas GHG Emissions | Estimated Controlled Landfill Gas GHG Emissions | Estimated Controlled Landfill Gas GHG Emissions | Estimated Controlled Landfill Gas GHG Emissions | Estimated Controlled Landfill Gas GHG Emissions | Estimated Controlled Landfill Gas GHG Emissions | Estimated Controlled Landfill Gas GHG Emissions | Estimated Controlled Landfill Gas GHG Emissions | Estimated Controlled Landfill Gas GHG Emissions | Estimated Controlled Landfill Gas GHG Emissions | Estimated Controlled Landfill Gas GHG Emissions | Estimated Controlled Landfill Gas GHG Emissions | Estimated Controlled Landfill Gas GHG Emissions | Estimated Controlled Landfill Gas GHG Emissions | Estimated Controlled Landfill Gas GHG Emissions | Estimated Controlled Landfill Gas GHG Emissions | Estimated Controlled Landfill Gas GHG Emissions | Estimated Controlled Landfill Gas GHG Emissions | Estimated Controlled Landfill Gas GHG Emissions | Estimated Controlled Landfill Gas GHG Emissions | Estimated Controlled Landfill Gas GHG Emissions | Estimated Controlled Landfill Gas GHG Emissions | Estimated Controlled Landfill Gas GHG Emissions | Estimated Controlled Landfill Gas GHG Emissions | Estimated Controlled Landfill Gas GHG Emissions | Estimated Controlled Landfill Gas GHG Emissions | Estimated Controlled Landfill Gas GHG Emissions | Estimated Controlled Landfill Gas GHG Emissions | Estimated Controlled Landfill Gas GHG Emissions | Estimated Controlled Landfill Gas GHG Emissions | Estimated Controlled Landfill Gas GHG Emissions | Estimated Controlled Landfill Gas GHG Emissions | Estimated Controlled Landfill Gas GHG Emissions | Estimated Controlled Landfill Gas GHG Emissions | Estimated Controlled Landfill Gas GHG Emissions | Estimated Controlled Landfill Gas GHG Emissions | Estimated Controlled Landfill Gas GHG Emissions | Estimated Controlled Landfill Gas GHG Emissions | Estimated Controlled Landfill Gas GHG Emissions | Estimated Controlled Landfill Gas GHG Emissions | Estimated Controlled Landfill Gas GHG Emissions | Estimated Controlled Landfill Gas GHG Emissions | Estimated Controlled Landfill Gas GHG Emissions | Estimated Controlled Landfill Gas GHG Emissions | Estimated Controlled Landfill Gas GHG Emissions | Estimated Controlled Landfill Gas GHG Emissions | Estimated Controlled Landfill Gas GHG Emissions | Estimated Controlled Landfill Gas GHG Emissions | Estimated Controlled Landfill Gas GHG Emissions | Estimated Controlled Landfill Gas GHG Emissions | Estimated Controlled Landfill Gas GHG Emissions | Estimated Controlled Landfill Gas GHG Emissions | Estimated Controlled Landfill Gas GHG Emissions | Estimated Controlled Landfill Gas GHG Emissions | Estimated Controlled Landfill Gas GHG Emissions | Estimated Controlled Landfill Gas GHG Emissions | Estimated Controlled Landfill Gas GHG Emissions | Estimated Controlled Landfill Gas GHG Emissions | Estimated Controlled Landfill Gas GHG Emissions | Estimated Controlled Landfill Gas GHG Emissions | Estimated Controlled Landfill Gas GHG Emissions | Estimated Controlled Landfill Gas GHG Emissions | Estimated Controlled Landfill Gas GHG Emissions | Estimated Controlled Landfill Gas GHG Emissions | Estimated Controlled Landfill Gas GHG Emissions | Estimated Controlled Landfill Gas GHG Emissions | Estimated Controlled Landfill Gas GHG Emissions | Estimated Controlled Landfill Gas GHG Emissions | Estimated Controlled Landfill Gas GHG Emissions | Estimated Controlled Landfill Gas GHG Emissions | Estimated Controlled Landfill Gas GHG Emissions | Estimated Controlled Landfill Gas GHG Emissions | Estimated Controlled Landfill Gas GHG Emissions | Estimated Controlled Landfill Gas GHG Emissions | Estimated Controlled Landfill Gas GHG Emissions | Estimated Controlled Landfill Gas GHG Emissions | Estimated Controlled Landfill Gas GHG Emissions | Estimated Controlled Landfill Gas GHG Emissions | Estimated Controlled Landfill Gas GHG Emissions | Estimated Controlled Landfill Gas GHG Emissions | Estimated Controlled Landfill Gas GHG Emissions | Estimated Controlled Landfill Gas GHG Emissions | Estimated Controlled Landfill Gas GHG Emissions | Estimated Controlled Landfill Gas GHG Emissions | Estimated Controlled Landfill Gas GHG Emissions | Estimated Controlled Landfill Gas GHG Emissions | Estimated Controlled Landfill Gas GHG Emissions | Estimated Controlled Landfill Gas GHG Emissions | Estimated Controlled Landfill Gas GHG Emissions | Estimated Controlled Landfill Gas GHG Emissions | Estimated Controlled Landfill Gas GHG Emissions | Estimated Controlled Landfill Gas GHG Emissions | Estimated Controlled Landfill Gas GHG Emissions | Estimated Controlled Landfill Gas GHG Emissions | Estimated Controlled Landfill Gas GHG Emissions | Estimated Controlled Landfill Gas GHG Emissions | Estimated Controlled Landfill Gas GHG Emissions | Estimated Controlled Landfill Gas GHG Emissions | Estimated Controlled Landfill Gas GHG Emissions | Estimated Controlled Landfill Gas GHG Emissions | Estimated Controlled Landfill Gas GHG Emissions | Estimated Controlled Landfill Gas GHG Emissions | Estimated Controlled Landfill Gas GHG Emissions | Estimated Controlled Landfill Gas GHG Emissions | Estimated Controlled Landfill Gas GHG Emissions | Estimated Controlled Landfill Gas GHG Emissions | Estimated Controlled Landfill Gas GHG Emissions | Estimated Controlled Landfill Gas GHG Emissions | Estimated Controlled Landfill Gas GHG Emissions | Estimated Controlled Landfill Gas GHG Emissions | Estimated Controlled Landfill Gas GHG Emissions | Estimated Controlled Landfill Gas GHG Emissions | Estimated Controlled Landfill Gas GHG Emissions | Estimated Controlled Landfill Gas GHG Emissions | Estimated Controlled Landfill Gas GHG Emissions | Estimated Controlled Landfill Gas GHG Emissions | Estimated Controlled Landfill Gas GHG Emissions | Estimated Controlled Landfill Gas GHG Emissions | Estimated Controlled Landfill Gas GHG Emissions | Estimated Controlled Landfill Gas GHG Emissions | Estimated Controlled Landfill Gas GHG Emissions | Estimated Controlled Landfill Gas GHG Emissions | Estimated Controlled Landfill Gas GHG Emissions | Estimated Controlled Landfill Gas GHG Emissions | Estimated Controlled Landfill Gas GHG Emissions | Estimated Controlled Landfill Gas GHG Emissions | Estimated Controlled Landfill Gas GHG Emissions | Estimated Controlled Landfill Gas GHG Emissions | Estimated Controlled Landfill Gas GHG Emissions | Estimated Controlled Landfill Gas GHG Emissions | Estimated Controlled Landfill Gas GHG Emissions | Estimated Controlled Landfill Gas GHG Emissions | Estimated Controlled Landfill Gas GHG Emissions | Estimated Controlled Landfill Gas GHG Emissions | Estimated Controlled Landfill Gas GHG Emissions | Estimated Controlled Landfill Gas GHG Emissions | Estimated Controlled Landfill Gas GHG Emissions | Estimated Controlled Landfill Gas GHG Emissions | Estimated Controlled Landfill Gas GHG Emissions | Estimated Controlled Landfill Gas GHG Emissions | Estimated Controlled Landfill Gas GHG Emissions | Estimated Controlled Landfill Gas GHG Emissions | Estimated Controlled Landfill Gas GHG Emissions | Estimated Controlled Landfill Gas GHG Emissions | Estimated Controlled Landfill Gas GHG Emissions | Estimated Controlled Landfill Gas GHG Emissions | Estimated Controlled Landfill Gas GHG Emissions | Estimated Controlled Landfill Gas GHG Emissions | Estimated Controlled Landfill Gas GHG Emissions | Estimated Controlled Landfill Gas GHG Emissions | Estimated Controlled Landfill Gas GHG Emissions | Estimated Controlled Landfill Gas GHG Emissions | Estimated Controlled Landfill Gas GHG Emissions | Estimated Controlled Landfill Gas GHG Emissions | Estimated Controlled Landfill Gas GHG Emissions | Estimated Controlled Landfill Gas GHG Emissions | Estimated Controlled Landfill Gas GHG Emissions | Estimated Controlled Landfill Gas GHG Emissions | Estimated Controlled Landfill Gas GHG Emissions | Estimated Controlled Landfill Gas GHG Emissions | Estimated Controlled Landfill Gas GHG Emissions | Estimated Controlled Landfill Gas GHG Emissions | Estimated Controlled Landfill Gas GHG Emissions | Estimated Controlled Landfill Gas GHG Emissions | Estimated Controlled Landfill Gas GHG Emissions | Estimated Controlled Landfill Gas GHG Emissions | Estimated Controlled Landfill Gas GHG Emissions | Estimated Controlled Landfill Gas GHG Emissions | Estimated Controlled Landfill Gas GHG Emissions | Estimated Controlled Landfill Gas GHG Emissions | Estimated Controlled Landfill Gas GHG Emissions | Estimated Controlled Landfill Gas GHG Emissions | Estimated Controlled Landfill Gas GHG Emissions | Estimated Controlled Landfill Gas GHG Emissions | Estimated Controlled Landfill Gas GHG Emissions | Estimated Controlled Landfill Gas GHG Emissions | Estimated Controlled Landfill Gas GHG Emissions | Estimated Controlled Landfill Gas GHG Emissions | Estimated Controlled Landfill Gas GHG Emissions | Estimated Controlled Landfill Gas GHG Emissions | Estimated Controlled Landfill Gas GHG Emissions | Estimated Controlled Landfill Gas GHG Emissions | Estimated Controlled Landfill Gas GHG Emissions | Estimated Controlled Landfill Gas GHG Emissions | Estimated Controlled Landfill Gas GHG Emissions | Estimated Controlled Landfill Gas GHG Emissions | Estimated Controlled Landfill Gas GHG Emissions | Estimated Controlled Landfill Gas GHG Emissions | Estimated Controlled Landfill Gas GHG Emissions | Estimated Controlled Landfill Gas GHG Emissions | Estimated Controlled Landfill Gas GHG Emissions | Estimated Controlled Landfill Gas GHG Emissions | Estimated Controlled Landfill Gas GHG Emissions | Estimated Controlled Landfill Gas GHG Emissions | Estimated Controlled Landfill Gas GHG Emissions | Estimated Controlled Landfill Gas GHG Emissions | Estimated Controlled Landfill Gas GHG Emissions | Estimated Controlled Landfill Gas GHG Emissions | Estimated Controlled Landfill Gas GHG Emissions | Estimated Controlled Landfill Gas GHG Emissions | Estimated Controlled Landfill Gas GHG Emissions | Estimated Controlled Landfill Gas GHG Emissions | Estimated Controlled Landfill Gas GHG Emissions | Estimated Controlled Landfill Gas GHG Emissions | Estimated Controlled Landfill Gas GHG Emissions | Estimated Controlled Landfill Gas GHG Emissions | Estimated Controlled Landfill Gas GHG Emissions | Estimated Controlled Landfill Gas GHG Emissions | Estimated Controlled Landfill Gas GHG Emissions | Estimated Controlled Landfill Gas GHG Emissions | Estimated Controlled Landfill Gas GHG Emissions | Estimated Controlled Landfill Gas GHG Emissions | Estimated Controlled Landfill Gas GHG Emissions | Estimated Controlled Landfill Gas GHG Emissions | Estimated Controlled Landfill Gas GHG Emissions | Estimated Controlled Landfill Gas GHG Emissions | Estimated Controlled Landfill Gas GHG Emissions | Estimated Controlled Landfill Gas GHG Emissions | Estimated Controlled Landfill Gas GHG Emissions | Estimated Controlled Landfill Gas GHG Emissions | Estimated Controlled Landfill Gas GHG Emissions | Estimated Controlled Landfill Gas GHG Emissions | Estimated Controlled Landfill Gas GHG Emissions | Estimated Controlled Landfill Gas GHG Emissions | Estimated Controlled Landfill Gas GHG Emissions | Estimated Controlled Landfill Gas GHG Emissions | Estimated Controlled Landfill Gas GHG Emissions | Estimated Controlled Landfill Gas GHG Emissions | Estimated Controlled Landfill Gas GHG Emissions | Estimated Controlled Landfill Gas GHG Emissions | Estimated Controlled Landfill Gas GHG Emissions | Estimated Controlled Landfill Gas GHG Emissions | Estimated Controlled Landfill Gas GHG Emissions | Estimated Controlled Landfill Gas GHG Emissions | Estimated Controlled Landfill Gas GHG Emissions | Estimated Controlled Landfill Gas GHG Emissions | Estimated Controlled Landfill Gas GHG Emissions | Estimated Controlled Landfill Gas GHG Emissions | Estimated Controlled Landfill Gas GHG Emissions | Estimated Controlled Landfill Gas GHG Emissions | Estimated Controlled Landfill Gas GHG Emissions | Estimated Controlled Landfill Gas GHG Emissions | Estimated Controlled Landfill Gas GHG Emissions | Estimated Controlled Landfill Gas GHG Emissions | Estimated Controlled Landfill Gas GHG Emissions | Estimated Controlled Landfill Gas GHG Emissions | Estimated Controlled Landfill Gas GHG Emissions | Estimated Controlled Landfill Gas GHG Emissions | Estimated Controlled Landfill Gas GHG Emissions | Estimated Controlled Landfill Gas GHG Emissions | Estimated Controlled Landfill Gas GHG Emissions | Estimated Controlled Landfill Gas GHG Emissions | Estimated Controlled Landfill Gas GHG Emissions | Estimated Controlled Landfill Gas GHG Emissions | Estimated Controlled Landfill Gas GHG Emissions | Estimated Controlled Landfill Gas GHG Emissions | Estimated Controlled Landfill Gas GHG Emissions | Estimated Controlled Landfill Gas GHG Emissions | Estimated Controlled Landfill Gas GHG Emissions | Estimated Controlled Landfill Gas GHG Emissions | Estimated Controlled Landfill Gas GHG Emissions | Estimated Controlled Landfill Gas GHG Emissions | Estimated Controlled Landfill Gas GHG Emissions | Estimated Controlled Landfill Gas GHG Emissions | Estimated Controlled Landfill Gas GHG Emissions | Estimated Controlled Landfill Gas GHG Emissions | Estimated Controlled Landfill Gas GHG Emissions | Estimated Controlled Landfill Gas GHG Emissions | Estimated Controlled Landfill Gas GHG Emissions | Estimated Controlled Landfill Gas GHG Emissions | Estimated Controlled Landfill Gas GHG Emissions | Estimated Controlled Landfill Gas GHG Emissions | Estimated Controlled Landfill Gas GHG Emissions | Estimated Controlled Landfill Gas GHG Emissions | Estimated Controlled Landfill Gas GHG Emissions | Estimated Controlled Landfill Gas GHG Emissions | Estimated Controlled Landfill Gas GHG Emissions | Estimated Controlled Landfill Gas GHG Emissions | Estimated Controlled Landfill Gas GHG Emissions | Estimated Controlled Landfill Gas GHG Emissions | Estimated Controlled Landfill Gas GHG Emissions | Estimated Controlled Landfill Gas GHG Emissions | Estimated Controlled Landfill Gas GHG Emissions | Estimated Controlled Landfill Gas GHG Emissions | Estimated Controlled Landfill Gas GHG Emissions | Estimated Controlled Landfill Gas GHG Emissions | Estimated Controlled Landfill Gas GHG Emissions | Estimated Controlled Landfill Gas GHG Emissions | Estimated Controlled Landfill Gas GHG Emissions | Estimated Controlled Landfill Gas GHG Emissions | Estimated Controlled Landfill Gas GHG Emissions | Estimated Controlled Landfill Gas GHG Emissions | Estimated Controlled Landfill Gas GHG Emissions | Estimated Controlled Landfill Gas GHG Emissions | Estimated Controlled Landfill Gas GHG Emissions | Estimated Controlled Landfill Gas GHG Emissions | Estimated Controlled Landfill Gas GHG Emissions | Estimated Controlled Landfill Gas GHG Emissions | Estimated Controlled Landfill Gas GHG Emissions | Estimated Controlled Landfill Gas GHG Emissions | Estimated Controlled Landfill Gas GHG Emissions | Estimated Controlled Landfill Gas GHG Emissions | Estimated Controlled Landfill Gas GHG Emissions | Estimated Controlled Landfill Gas GHG Emissions | Estimated Controlled Landfill Gas GHG Emissions | Estimated Controlled Landfill Gas GHG Emissions | Estimated Controlled Landfill Gas GHG Emissions | Estimated Controlled Landfill Gas GHG Emissions | Estimated Controlled Landfill Gas GHG Emissions | Estimated Controlled Landfill Gas GHG Emissions | Estimated Controlled Landfill Gas GHG Emissions | Estimated Controlled Landfill Gas GHG Emissions | Estimated Controlled Landfill Gas GHG Emissions | Estimated Controlled Landfill Gas GHG Emissions | Estimated Controlled Landfill Gas GHG Emissions | Estimated Controlled Landfill Gas GHG Emissions | Estimated Controlled Landfill Gas GHG Emissions | Estimated Controlled Landfill Gas GHG Emissions | Estimated Controlled Landfill Gas GHG Emissions | Estimated Controlled Landfill Gas GHG Emissions | Estimated Controlled Landfill Gas GHG Emissions | Estimated Controlled Landfill Gas GHG Emissions | Estimated Controlled Landfill Gas GHG Emissions | Estimated Controlled Landfill Gas GHG Emissions | Estimated Controlled Landfill Gas GHG Emissions | Estimated Controlled Landfill Gas GHG Emissions | Estimated Controlled Landfill Gas GHG Emissions | Estimated Controlled Landfill Gas GHG Emissions | Estimated Controlled Landfill Gas GHG Emissions | Estimated Controlled Landfill Gas GHG Emissions | Estimated Controlled Landfill Gas GHG Emissions | Estimated Controlled Landfill Gas GHG Emissions | Estimated Controlled Landfill Gas GHG Emissions | Estimated Controlled Landfill Gas GHG Emissions | Estimated Controlled Landfill Gas GHG Emissions | Estimated Controlled Landfill Gas GHG Emissions | Estimated Controlled Landfill Gas GHG Emissions | Estimated Controlled Landfill Gas GHG Emissions | Estimated Controlled Landfill Gas GHG Emissions | Estimated Controlled Landfill Gas GHG Emissions | Estimated Controlled Landfill Gas GHG Emissions | Estimated Controlled Landfill Gas GHG Emissions | Estimated Controlled Landfill Gas GHG Emissions | Estimated Controlled Landfill Gas GHG Emissions | Estimated Controlled Landfill Gas GHG Emissions | Estimated Controlled Landfill Gas GHG Emissions | Estimated Controlled Landfill Gas GHG Emissions | Estimated Controlled Landfill Gas GHG Emissions | Estimated Controlled Landfill Gas GHG Emissions | Estimated Controlled Landfill Gas GHG Emissions | Estimated Controlled Landfill Gas GHG Emissions | Estimated Controlled Landfill Gas GHG Emissions | Estimated Controlled Landfill Gas GHG Emissions | Estimated Controlled Landfill Gas GHG Emissions | Estimated Controlled Landfill Gas GHG Emissions | Estimated Controlled Landfill Gas GHG Emissions | Estimated Controlled Landfill Gas GHG Emissions | Estimated Controlled Landfill Gas GHG Emissions | Estimated Controlled Landfill Gas GHG Emissions | Estimated Controlled Landfill Gas GHG Emissions | Estimated Controlled Landfill Gas GHG Emissions | Estimated Controlled Landfill Gas GHG Emissions | Estimated Controlled Landfill Gas GHG Emissions | Estimated Controlled Landfill Gas GHG Emissions | Estimated Controlled Landfill Gas GHG Emissions | Estimated Controlled Landfill Gas GHG Emissions | Estimated Controlled Landfill Gas GHG Emissions | Estimated Controlled Landfill Gas GHG Emissions | Estimated Controlled Landfill Gas GHG Emissions | Estimated Controlled Landfill Gas GHG Emissions | Estimated Controlled Landfill Gas GHG Emissions | Estimated Controlled Landfill Gas GHG Emissions | Estimated Controlled Landfill Gas GHG Emissions | Estimated Controlled Landfill Gas GHG Emissions | Estimated Controlled Landfill Gas GHG Emissions | Estimated Controlled Landfill Gas GHG Emissions | Estimated Controlled Landfill Gas GHG Emissions | Estimated Controlled Landfill Gas GHG Emissions | Estimated Controlled Landfill Gas GHG Emissions | Estimated Controlled Landfill Gas GHG Emissions | Estimated Controlled Landfill Gas GHG Emissions | Estimated Controlled Landfill Gas GHG Emissions | Estimated Controlled Landfill Gas GHG Emissions | Estimated Controlled Landfill Gas GHG Emissions | Estimated Controlled Landfill Gas GHG Emissions | Estimated Controlled Landfill Gas GHG Emissions | Estimated Controlled Landfill Gas GHG Emissions | Estimated Controlled Landfill Gas GHG Emissions | Estimated Controlled Landfill Gas GHG Emissions | Estimated Controlled Landfill Gas GHG Emissions | Estimated Controlled Landfill Gas GHG Emissions | Estimated Controlled Landfill Gas GHG Emissions | Estimated Controlled Landfill Gas GHG Emissions | Estimated Controlled Landfill Gas GHG Emissions | Estimated Controlled Landfill Gas GHG Emissions | Estimated Controlled Landfill Gas GHG Emissions | Estimated Controlled Landfill Gas GHG Emissions | Estimated Controlled Landfill Gas GHG Emissions | Estimated Controlled Landfill Gas GHG Emissions | Estimated Controlled Landfill Gas GHG Emissions | Estimated Controlled Landfill Gas GHG Emissions | Estimated Controlled Landfill Gas GHG Emissions | Estimated Controlled Landfill Gas GHG Emissions | Estimated Controlled Landfill Gas GHG Emissions | Estimated Controlled Landfill Gas GHG Emissions | Estimated Controlled Landfill Gas GHG Emissions | Estimated Controlled Landfill Gas GHG Emissions | Estimated Controlled Landfill Gas GHG Emissions | Estimated Controlled Landfill Gas GHG Emissions | Estimated Controlled Landfill Gas GHG Emissions | Estimated Controlled Landfill Gas GHG Emissions | Estimated Controlled Landfill Gas GHG Emissions | Estimated Controlled Landfill Gas GHG Emissions | Estimated Controlled Landfill Gas GHG Emissions | Estimated Controlled Landfill Gas GHG Emissions | Estimated Controlled Landfill Gas GHG Emissions | Estimated Controlled Landfill Gas GHG Emissions | Estimated Controlled Landfill Gas GHG Emissions | Estimated Controlled Landfill Gas GHG Emissions | Estimated Controlled Landfill Gas GHG Emissions | Estimated Controlled Landfill Gas GHG Emissions | Estimated Controlled Landfill Gas GHG Emissions | Estimated Controlled Landfill Gas GHG Emissions | Estimated Controlled Landfill Gas GHG Emissions | Estimated Controlled Landfill Gas GHG Emissions | Estimated Controlled Landfill Gas GHG Emissions | Estimated Controlled Landfill Gas GHG Emissions | Estimated Controlled Landfill Gas GHG Emissions | Estimated Controlled Landfill Gas GHG Emissions | Estimated Controlled Landfill Gas GHG Emissions | Estimated Controlled Landfill Gas GHG Emissions | Estimated Controlled Landfill Gas GHG Emissions | Estimated Controlled Landfill Gas GHG Emissions | Estimated Controlled Landfill Gas GHG Emissions | Estimated Controlled Landfill Gas GHG Emissions | Estimated Controlled Landfill Gas GHG Emissions | Estimated Controlled Landfill Gas GHG Emissions | Estimated Controlled Landfill Gas GHG Emissions | Estimated Controlled Landfill Gas GHG Emissions | Estimated Controlled Landfill Gas GHG Emissions | Estimated Controlled Landfill Gas GHG Emissions | Estimated Controlled Landfill Gas GHG Emissions | Estimated Controlled Landfill Gas GHG Emissions | Estimated Controlled Landfill Gas GHG Emissions | Estimated Controlled Landfill Gas GHG Emissions | Estimated Controlled Landfill Gas GHG Emissions | Estimated Controlled Landfill Gas GHG Emissions | Estimated Controlled Landfill Gas GHG Emissions | Estimated Controlled Landfill Gas GHG Emissions | Estimated Controlled Landfill Gas GHG Emissions | Estimated Controlled Landfill Gas GHG Emissions | Estimated Controlled Landfill Gas GHG Emissions | Estimated Controlled Landfill Gas GHG Emissions | Estimated Controlled Landfill Gas GHG Emissions | Estimated Controlled Landfill Gas GHG Emissions | Estimated Controlled Landfill Gas GHG Emissions | Estimated Controlled Landfill Gas GHG Emissions | Estimated Controlled Landfill Gas GHG Emissions | Estimated Controlled Landfill Gas GHG Emissions | Estimated Controlled Landfill Gas GHG Emissions | Estimated Controlled Landfill Gas GHG Emissions | Estimated Controlled Landfill Gas GHG Emissions | Estimated Controlled Landfill Gas GHG Emissions | Estimated Controlled Landfill Gas GHG Emissions | Estimated Controlled Landfill Gas GHG Emissions | Estimated Controlled Landfill Gas GHG Emissions | Estimated Controlled Landfill Gas GHG Emissions | Estimated Controlled Landfill Gas GHG Emissions | Estimated Controlled Landfill Gas GHG Emissions | Estimated Controlled Landfill Gas GHG Emissions | Estimated Controlled Landfill Gas GHG Emissions | Estimated Controlled Landfill Gas GHG Emissions | Estimated Controlled Landfill Gas GHG Emissions | Estimated Controlled Landfill Gas GHG Emissions | Estimated Controlled Landfill Gas GHG Emissions | Estimated Controlled Landfill Gas GHG Emissions | Estimated Controlled Landfill Gas GHG Emissions | Estimated Controlled Landfill Gas GHG Emissions | Estimated Controlled Landfill Gas GHG Emissions | Estimated Controlled Landfill Gas GHG Emissions | Estimated Controlled Landfill Gas GHG Emissions | Estimated Controlled Landfill Gas GHG Emissions | Estimated Controlled Landfill Gas GHG Emissions | Estimated Controlled Landfill Gas GHG Emissions | Estimated Controlled Landfill Gas GHG Emissions | Estimated Controlled Landfill Gas GHG Emissions | Estimated Controlled Landfill Gas GHG Emissions | Estimated Controlled Landfill Gas GHG Emissions | Estimated Controlled Landfill Gas GHG Emissions | Estimated Controlled Landfill Gas GHG Emissions | Estimated Controlled Landfill Gas GHG Emissions | Estimated Controlled Landfill Gas GHG Emissions | Estimated Controlled Landfill Gas GHG Emissions | Estimated Controlled Landfill Gas GHG Emissions | Estimated Controlled Landfill Gas GHG Emissions | Estimated Controlled Landfill Gas GHG Emissions | Estimated Controlled Landfill Gas GHG Emissions | Estimated Controlled Landfill Gas GHG Emissions | Estimated Controlled Landfill Gas GHG Emissions | Estimated Controlled Landfill Gas GHG Emissions | Estimated Controlled Landfill Gas GHG Emissions | Estimated Controlled Landfill Gas GHG Emissions | Estimated Controlled Landfill Gas GHG Emissions | Estimated Controlled Landfill Gas GHG Emissions | Estimated Controlled Landfill Gas GHG Emissions | Estimated Controlled Landfill Gas GHG Emissions | Estimated Controlled Landfill Gas GHG Emissions | Estimated Controlled Landfill Gas GHG Emissions | Estimated Controlled Landfill Gas GHG Emissions | Estimated Controlled Landfill Gas GHG Emissions | Estimated Controlled Landfill Gas GHG Emissions | Estimated Controlled Landfill Gas GHG Emissions | Estimated Controlled Landfill Gas GHG Emissions | Estimated Controlled Landfill Gas GHG Emissions | Estimated Controlled Landfill Gas GHG Emissions | Estimated Controlled Landfill Gas GHG Emissions | Estimated Controlled Landfill Gas GHG Emissions | Estimated Controlled Landfill Gas GHG Emissions | Estimated Controlled Landfill Gas GHG Emissions | Estimated Controlled Landfill Gas GHG Emissions | Estimated Controlled Landfill Gas GHG Emissions | Estimated Controlled Landfill Gas GHG Emissions | Estimated Controlled Landfill Gas GHG Emissions | Estimated Controlled Landfill Gas GHG Emissions | Estimated Controlled Landfill Gas GHG Emissions | Estimated Controlled Landfill Gas GHG Emissions | Estimated Controlled Landfill Gas GHG Emissions | Estimated Controlled Landfill Gas GHG Emissions | Estimated Controlled Landfill Gas GHG Emissions | Estimated Controlled Landfill Gas GHG Emissions | Estimated Controlled Landfill Gas GHG Emissions | Estimated Controlled Landfill Gas GHG Emissions | Estimated Controlled Landfill Gas GHG Emissions | Estimated Controlled Landfill Gas GHG Emissions | Estimated Controlled Landfill Gas GHG Emissions | Estimated Controlled Landfill Gas GHG Emissions | Estimated Controlled Landfill Gas GHG Emissions | Estimated Controlled Landfill Gas GHG Emissions | Estimated Controlled Landfill Gas GHG Emissions | Estimated Controlled Landfill Gas GHG Emissions | Estimated Controlled Landfill Gas GHG Emissions | Estimated Controlled Landfill Gas GHG Emissions | Estimated Controlled Landfill Gas GHG Emissions | Estimated Controlled Landfill Gas GHG Emissions | Estimated Controlled Landfill Gas GHG Emissions | Estimated Controlled Landfill Gas GHG Emissions | Estimated Controlled Landfill Gas GHG Emissions | Estimated Controlled Landfill Gas GHG Emissions | Estimated Controlled Landfill Gas GHG Emissions | Estimated Controlled Landfill Gas GHG Emissions | Estimated Controlled Landfill Gas GHG Emissions | Estimated Controlled Landfill Gas GHG Emissions | Estimated Controlled Landfill Gas GHG Emissions | Estimated Controlled Landfill Gas GHG Emissions | Estimated Controlled Landfill Gas GHG Emissions | Estimated Controlled Landfill Gas GHG Emissions | Estimated Controlled Landfill Gas GHG Emissions | Estimated Controlled Landfill Gas GHG Emissions | Estimated Controlled Landfill Gas GHG Emissions | Estimated Controlled Landfill Gas GHG Emissions | Estimated Controlled Landfill Gas GHG Emissions | Estimated Controlled Landfill Gas GHG Emissions | Estimated Controlled Landfill Gas GHG Emissions | Estimated Controlled Landfill Gas GHG Emissions | Estimated Controlled Landfill Gas GHG Emissions | Estimated Controlled Landfill Gas GHG Emissions | Estimated Controlled Landfill Gas GHG Emissions | Estimated Controlled Landfill Gas GHG Emissions | Estimated Controlled Landfill Gas GHG Emissions | Estimated Controlled Landfill Gas GHG Emissions | Estimated Controlled Landfill Gas GHG Emissions | Estimated Controlled Landfill Gas GHG Emissions | Estimated Controlled Landfill Gas GHG Emissions | Estimated Controlled Landfill Gas GHG Emissions | Estimated Controlled Landfill Gas GHG Emissions | Estimated Controlled Landfill Gas GHG Emissions | Estimated Controlled Landfill Gas GHG Emissions | Estimated Controlled Landfill Gas GHG Emissions | Estimated Controlled Landfill Gas GHG Emissions | Estimated Controlled Landfill Gas GHG Emissions | Estimated Controlled Landfill Gas GHG Emissions | Estimated Controlled Landfill Gas GHG Emissions | Estimated Controlled Landfill Gas GHG Emissions | Estimated Controlled Landfill Gas GHG Emissions | Estimated Controlled Landfill Gas GHG Emissions | Estimated Controlled Landfill Gas GHG Emissions | Estimated Controlled Landfill Gas GHG Emissions | Estimated Controlled Landfill Gas GHG Emissions | Estimated Controlled Landfill Gas GHG Emissions | Estimated Controlled Landfill Gas GHG Emissions | Estimated Controlled Landfill Gas GHG Emissions | Estimated Controlled Landfill Gas GHG Emissions | Estimated Controlled Landfill Gas GHG Emissions | Estimated Controlled Landfill Gas GHG Emissions | Estimated Controlled Landfill Gas GHG Emissions | Estimated Controlled Landfill Gas GHG Emissions | Estimated Controlled Landfill Gas GHG Emissions | Estimated Controlled Landfill Gas GHG Emissions | Estimated Controlled Landfill Gas GHG Emissions | Estimated Controlled Landfill Gas GHG Emissions | Estimated Controlled Landfill Gas GHG Emissions | Estimated Controlled Landfill Gas GHG Emissions | Estimated Controlled Landfill Gas GHG Emissions | Estimated Controlled Landfill Gas GHG Emissions | Estimated Controlled Landfill Gas GHG Emissions | Estimated Controlled Landfill Gas GHG Emissions | Estimated Controlled Landfill Gas GHG Emissions | Estimated Controlled Landfill Gas GHG Emissions | Estimated Controlled Landfill Gas GHG Emissions | Estimated Controlled Landfill Gas GHG Emissions | Estimated Controlled Landfill Gas GHG Emissions | Estimated Controlled Landfill Gas GHG Emissions | Estimated Controlled Landfill Gas GHG Emissions | Estimated Controlled Landfill Gas GHG Emissions | Estimated Controlled Landfill Gas GHG Emissions | Estimated Controlled Landfill Gas GHG Emissions | Estimated Controlled Landfill Gas GHG Emissions | Estimated Controlled Landfill Gas GHG Emissions | Estimated Controlled Landfill Gas GHG Emissions | Estimated Controlled Landfill Gas GHG Emissions | Estimated Controlled Landfill Gas GHG Emissions | Estimated Controlled Landfill Gas GHG Emissions | Estimated Controlled Landfill Gas GHG Emissions | Estimated Controlled Landfill Gas GHG Emissions | Estimated Controlled Landfill Gas GHG Emissions | Estimated Controlled Landfill Gas GHG Emissions | Estimated Controlled Landfill Gas GHG Emissions | Estimated Controlled Landfill Gas GHG Emissions | Estimated Controlled Landfill Gas GHG Emissions | Estimated Controlled Landfill Gas GHG Emissions | Estimated Controlled Landfill Gas GHG Emissions | Estimated Controlled Landfill Gas GHG Emissions | Estimated Controlled Landfill Gas GHG Emissions | Estimated Controlled Landfill Gas GHG Emissions | Estimated Controlled Landfill Gas GHG Emissions | Estimated Controlled Landfill Gas GHG Emissions | Estimated Controlled Landfill Gas GHG Emissions | Estimated Controlled Landfill Gas GHG Emissions | Estimated Controlled Landfill Gas GHG Emissions | Estimated Controlled Landfill Gas GHG Emissions | Estimated Controlled Landfill Gas GHG Emissions | Estimated Controlled Landfill Gas GHG Emissions | Estimated Controlled Landfill Gas GHG Emissions | Estimated Controlled Landfill Gas GHG Emissions | Estimated Controlled Landfill Gas GHG Emissions | Estimated Controlled Landfill Gas GHG Emissions | Estimated Controlled Landfill Gas GHG Emissions | Estimated Controlled Landfill Gas GHG Emissions | Estimated Controlled Landfill Gas GHG Emissions | Estimated Controlled Landfill Gas GHG Emissions | Estimated Controlled Landfill Gas GHG Emissions | Estimated Controlled Landfill Gas GHG Emissions | Estimated Controlled Landfill Gas GHG Emissions | Estimated Controlled Landfill Gas GHG Emissions | Estimated Controlled Landfill Gas GHG Emissions | Estimated Controlled Landfill Gas GHG Emissions | Estimated Controlled Landfill Gas GHG Emissions | Estimated Controlled Landfill Gas GHG Emissions | Estimated Controlled Landfill Gas GHG Emissions | Estimated Controlled Landfill Gas GHG Emissions | Estimated Controlled Landfill Gas GHG Emissions | Estimated Controlled Landfill Gas GHG Emissions | Estimated Controlled Landfill Gas GHG Emissions | Estimated Controlled Landfill Gas GHG Emissions | Estimated Controlled Landfill Gas GHG Emissions | Estimated Controlled Landfill Gas GHG Emissions | Estimated Controlled Landfill Gas GHG Emissions | Estimated Controlled Landfill Gas GHG Emissions | Estimated Controlled Landfill Gas GHG Emissions | Estimated Controlled Landfill Gas GHG Emissions | Estimated Controlled Landfill Gas GHG Emissions | Estimated Controlled Landfill Gas GHG Emissions | Estimated Controlled Landfill Gas GHG Emissions | Estimated Controlled Landfill Gas GHG Emissions | Estimated Controlled Landfill Gas GHG Emissions | Estimated Controlled Landfill Gas GHG Emissions | Estimated Controlled Landfill Gas GHG Emissions | Estimated Controlled Landfill Gas GHG Emissions | Estimated Controlled Landfill Gas GHG Emissions | Estimated Controlled Landfill Gas GHG Emissions | Estimated Controlled Landfill Gas GHG Emissions | Estimated Controlled Landfill Gas GHG Emissions | Estimated Controlled Landfill Gas GHG Emissions | Estimated Controlled Landfill Gas GHG Emissions | Estimated Controlled Landfill Gas GHG Emissions | Estimated Controlled Landfill Gas GHG Emissions | Estimated Controlled Landfill Gas GHG Emissions | Estimated Controlled Landfill Gas GHG Emissions | Estimated Controlled Landfill Gas GHG Emissions | Estimated Controlled Landfill Gas GHG Emissions | Estimated Controlled Landfill Gas GHG Emissions | Estimated Controlled Landfill Gas GHG Emissions | Estimated Controlled Landfill Gas GHG Emissions | Estimated Controlled Landfill Gas GHG Emissions | Estimated Controlled Landfill Gas GHG Emissions | Estimated Controlled Landfill Gas GHG Emissions | Estimated Controlled Landfill Gas GHG Emissions | Estimated Controlled Landfill Gas GHG Emissions | Estimated Controlled Landfill Gas GHG Emissions | Estimated Controlled Landfill Gas GHG Emissions | Estimated Controlled Landfill Gas GHG Emissions | Estimated Controlled Landfill Gas GHG Emissions | Estimated Controlled Landfill Gas GHG Emissions | Estimated Controlled Landfill Gas GHG Emissions | Estimated Controlled Landfill Gas GHG Emissions | Estimated Controlled Landfill Gas GHG Emissions | Estimated Controlled Landfill Gas GHG Emissions | Estimated Controlled Landfill Gas GHG Emissions | Estimated Controlled Landfill Gas GHG Emissions | Estimated Controlled Landfill Gas GHG Emissions | Estimated Controlled Landfill Gas GHG Emissions | Estimated Controlled Landfill Gas GHG Emissions | Estimated Controlled Landfill Gas GHG Emissions | Estimated Controlled Landfill Gas GHG Emissions | Estimated Controlled Landfill Gas GHG Emissions | Estimated Controlled Landfill Gas GHG Emissions | Estimated Controlled Landfill Gas GHG Emissions | Estimated Controlled Landfill Gas GHG Emissions | Estimated Controlled Landfill Gas GHG Emissions | Estimated Controlled Landfill Gas GHG Emissions | Estimated Controlled Landfill Gas GHG Emissions | Estimated Controlled Landfill Gas GHG Emissions | Estimated Controlled Landfill Gas GHG Emissions | Estimated Controlled Landfill Gas GHG Emissions | Estimated Controlled Landfill Gas GHG Emissions | Estimated Controlled Landfill Gas GHG Emissions | Estimated Controlled Landfill Gas GHG Emissions | Estimated Controlled Landfill Gas GHG Emissions | Estimated Controlled Landfill Gas GHG Emissions | Estimated Controlled Landfill Gas GHG Emissions | Estimated Controlled Landfill Gas GHG Emissions | Estimated Controlled Landfill Gas GHG Emissions | Estimated Controlled Landfill Gas GHG Emissions | Estimated Controlled Landfill Gas GHG Emissions | Estimated Controlled Landfill Gas GHG Emissions | Estimated Controlled Landfill Gas GHG Emissions | Estimated Controlled Landfill Gas GHG Emissions | Estimated Controlled Landfill Gas GHG Emissions | Estimated Controlled Landfill Gas GHG Emissions | Estimated Controlled Landfill Gas GHG Emissions | Estimated Controlled Landfill Gas GHG Emissions | Estimated Controlled Landfill Gas GHG Emissions | Estimated Controlled Landfill Gas GHG Emissions | Estimated Controlled Landfill Gas GHG Emissions | Estimated Controlled Landfill Gas GHG Emissions | Estimated Controlled Landfill Gas GHG Emissions | Estimated Controlled Landfill Gas GHG Emissions | Estimated Controlled Landfill Gas GHG Emissions | Estimated Controlled Landfill Gas GHG Emissions | Estimated Controlled Landfill Gas GHG Emissions | Estimated Controlled Landfill Gas GHG Emissions | Estimated Controlled Landfill Gas GHG Emissions | Estimated Controlled Landfill Gas GHG Emissions | Estimated Controlled Landfill Gas GHG Emissions | Estimated Controlled Landfill Gas GHG Emissions | Estimated Controlled Landfill Gas GHG Emissions | Estimated Controlled Landfill Gas GHG Emissions | Estimated Controlled Landfill Gas GHG Emissions | Estimated Controlled Landfill Gas GHG Emissions | Estimated Controlled Landfill Gas GHG Emissions | Estimated Controlled Landfill Gas GHG Emissions | Estimated Controlled Landfill Gas GHG Emissions | Estimated Controlled Landfill Gas GHG Emissions | Estimated Controlled Landfill Gas GHG Emissions | Estimated Controlled Landfill Gas GHG Emissions | Estimated Controlled Landfill Gas GHG Emissions | Estimated Controlled Landfill Gas GHG Emissions | Estimated Controlled Landfill Gas GHG Emissions | Estimated Controlled Landfill Gas GHG Emissions | Estimated Controlled Landfill Gas GHG Emissions | Estimated Controlled Landfill Gas GHG Emissions | Estimated Controlled Landfill Gas GHG Emissions | Estimated Controlled Landfill Gas GHG Emissions | Estimated Controlled Landfill Gas GHG Emissions | Estimated Controlled Landfill Gas GHG Emissions | Estimated Controlled Landfill Gas GHG Emissions | Estimated Controlled Landfill Gas GHG Emissions | Estimated Controlled Landfill Gas GHG Emissions | Estimated Controlled Landfill Gas GHG Emissions | Estimated Controlled Landfill Gas GHG Emissions | Estimated Controlled Landfill Gas GHG Emissions | Estimated Controlled Landfill Gas GHG Emissions | Estimated Controlled Landfill Gas GHG Emissions | Estimated Controlled Landfill Gas GHG Emissions | Estimated Controlled Landfill Gas GHG Emissions | Estimated Controlled Landfill Gas GHG Emissions | Estimated Controlled Landfill Gas GHG Emissions | Estimated Controlled Landfill Gas GHG Emissions | Estimated Controlled Landfill Gas GHG Emissions | Estimated Controlled Landfill Gas GHG Emissions | Estimated Controlled Landfill Gas GHG Emissions | Estimated Controlled Landfill Gas GHG Emissions | Estimated Controlled Landfill Gas GHG Emissions | Estimated Controlled Landfill Gas GHG Emissions | Estimated Controlled Landfill Gas GHG Emissions | Estimated Controlled Landfill Gas GHG Emissions | Estimated Controlled Landfill Gas GHG Emissions | Estimated Controlled Landfill Gas GHG Emissions | Estimated Controlled Landfill Gas GHG Emissions | Estimated Controlled Landfill Gas GHG Emissions | Estimated Controlled Landfill Gas GHG Emissions | Estimated Controlled Landfill Gas GHG Emissions | Estimated Controlled Landfill Gas GHG Emissions | Estimated Controlled Landfill Gas GHG Emissions | Estimated Controlled Landfill Gas GHG Emissions | Estimated Controlled Landfill Gas GHG Emissions | Estimated Controlled Landfill Gas GHG Emissions | Estimated Controlled Landfill Gas GHG Emissions | Estimated Controlled Landfill Gas GHG Emissions | Estimated Controlled Landfill Gas GHG Emissions | Estimated Controlled Landfill Gas GHG Emissions | Estimated Controlled Landfill Gas GHG Emissions | Estimated Controlled Landfill Gas GHG Emissions | Estimated Controlled Landfill Gas GHG Emissions | Estimated Controlled Landfill Gas GHG Emissions | Estimated Controlled Landfill Gas GHG Emissions | Estimated Controlled Landfill Gas GHG Emissions | Estimated Controlled Landfill Gas GHG Emissions | Estimated Controlled Landfill Gas GHG Emissions | Estimated Controlled Landfill Gas GHG Emissions | Estimated Controlled Landfill Gas GHG Emissions | Estimated Controlled Landfill Gas GHG Emissions | Estimated Controlled Landfill Gas GHG Emissions | Estimated Controlled Landfill Gas GHG Emissions | Estimated Controlled Landfill Gas GHG Emissions | Estimated Controlled Landfill Gas GHG Emissions | Estimated Controlled Landfill Gas GHG Emissions | Estimated Controlled Landfill Gas GHG Emissions | Estimated Controlled Landfill Gas GHG Emissions | Estimated Controlled Landfill Gas GHG Emissions | Estimated Controlled Landfill Gas GHG Emissions | Estimated Controlled Landfill Gas GHG Emissions | Estimated Controlled Landfill Gas GHG Emissions | Estimated Controlled Landfill Gas GHG Emissions | Estimated Controlled Landfill Gas GHG Emissions | Estimated Controlled Landfill Gas GHG Emissions | Estimated Controlled Landfill Gas GHG Emissions | Estimated Controlled Landfill Gas GHG Emissions | Estimated Controlled Landfill Gas GHG Emissions | Estimated Controlled Landfill Gas GHG Emissions | Estimated Controlled Landfill Gas GHG Emissions | Estimated Controlled Landfill Gas GHG Emissions | Estimated Controlled Landfill Gas GHG Emissions | Estimated Controlled Landfill Gas GHG Emissions | Estimated Controlled Landfill Gas GHG Emissions | Estimated Controlled Landfill Gas GHG Emissions | Estimated Controlled Landfill Gas GHG Emissions | Estimated Controlled Landfill Gas GHG Emissions | Estimated Controlled Landfill Gas GHG Emissions | Estimated Controlled Landfill Gas GHG Emissions | Estimated Controlled Landfill Gas GHG Emissions | Estimated Controlled Landfill Gas GHG Emissions | Estimated Controlled Landfill Gas GHG Emissions | Estimated Controlled Landfill Gas GHG Emissions | Estimated Controlled Landfill Gas GHG Emissions | Estimated Controlled Landfill Gas GHG Emissions | Estimated Controlled Landfill Gas GHG Emissions | Estimated Controlled Landfill Gas GHG Emissions | Estimated Controlled Landfill Gas GHG Emissions | Estimated Controlled Landfill Gas GHG Emissions | Estimated Controlled Landfill Gas GHG Emissions | Estimated Controlled Landfill Gas GHG Emissions | Estimated Controlled Landfill Gas GHG Emissions | Estimated Controlled Landfill Gas GHG Emissions | Estimated Controlled Landfill Gas GHG Emissions | Estimated Controlled Landfill Gas GHG Emissions | Estimated Controlled Landfill Gas GHG Emissions | Estimated Controlled Landfill Gas GHG Emissions | Estimated Controlled Landfill Gas GHG Emissions | Estimated Controlled Landfill Gas GHG Emissions | Estimated Controlled Landfill Gas GHG Emissions | Estimated Controlled Landfill Gas GHG Emissions | Estimated Controlled Landfill Gas GHG Emissions | Estimated Controlled Landfill Gas GHG Emissions | Estimated Controlled Landfill Gas GHG Emissions | Estimated Controlled Landfill Gas GHG Emissions | Estimated Controlled Landfill Gas GHG Emissions | Estimated Controlled Landfill Gas GHG Emissions | Estimated Controlled Landfill Gas GHG Emissions | Estimated Controlled Landfill Gas GHG Emissions | Estimated Controlled Landfill Gas GHG Emissions | Estimated Controlled Landfill Gas GHG Emissions | Estimated Controlled Landfill Gas GHG Emissions | Estimated Controlled Landfill Gas GHG Emissions | Estimated Controlled Landfill Gas GHG Emissions | Estimated Controlled Landfill Gas GHG Emissions | Estimated Controlled Landfill Gas GHG Emissions | Estimated Controlled Landfill Gas GHG Emissions | Estimated Controlled Landfill Gas GHG Emissions | Estimated Controlled Landfill Gas GHG Emissions | Estimated Controlled Landfill Gas GHG Emissions | Estimated Controlled Landfill Gas GHG Emissions | Estimated Controlled Landfill Gas GHG Emissions | Estimated Controlled Landfill Gas GHG Emissions | Estimated Controlled Landfill Gas GHG Emissions | Estimated Controlled Landfill Gas GHG Emissions | Estimated Controlled Landfill Gas GHG Emissions | Estimated Controlled Landfill Gas GHG Emissions | Estimated Controlled Landfill Gas GHG Emissions | Estimated Controlled Landfill Gas GHG Emissions | Estimated Controlled Landfill Gas GHG Emissions | Estimated Controlled Landfill Gas GHG Emissions | Estimated Controlled Landfill Gas GHG Emissions | Estimated Controlled Landfill Gas GHG Emissions | Estimated Controlled Landfill Gas GHG Emissions | Estimated Controlled Landfill Gas GHG Emissions | Estimated Controlled Landfill Gas GHG Emissions | Estimated Controlled Landfill Gas GHG Emissions | Estimated Controlled Landfill Gas GHG Emissions | Estimated Controlled Landfill Gas GHG Emissions | Estimated Controlled Landfill Gas GHG Emissions | Estimated Controlled Landfill Gas GHG Emissions | Estimated Controlled Landfill Gas GHG Emissions | Estimated Controlled Landfill Gas GHG Emissions | Estimated Controlled Landfill Gas GHG Emissions | Estimated Controlled Landfill Gas GHG Emissions | Estimated Controlled Landfill Gas GHG Emissions | Estimated Controlled Landfill Gas GHG Emissions | Estimated Controlled Landfill Gas GHG Emissions | Estimated Controlled Landfill Gas GHG Emissions | Estimated Controlled Landfill Gas GHG Emissions | Estimated Controlled Landfill Gas GHG Emissions | Estimated Controlled Landfill Gas GHG Emissions | Estimated Controlled Landfill Gas GHG Emissions | Estimated Controlled Landfill Gas GHG Emissions | Estimated Controlled Landfill Gas GHG Emissions | Estimated Controlled Landfill Gas GHG Emissions | Estimated Controlled Landfill Gas GHG Emissions | Estimated Controlled Landfill Gas GHG Emissions | Estimated Controlled Landfill Gas GHG Emissions | Estimated Controlled Landfill Gas GHG Emissions | Estimated Controlled Landfill Gas GHG Emissions | Estimated Controlled Landfill Gas GHG Emissions | Estimated Controlled Landfill Gas GHG Emissions | Estimated Controlled Landfill Gas GHG Emissions | Estimated Controlled Landfill Gas GHG Emissions | Estimated Controlled Landfill Gas GHG Emissions | Estimated Controlled Landfill Gas GHG Emissions | Estimated Controlled Landfill Gas GHG Emissions | Estimated Controlled Landfill Gas GHG Emissions | Estimated Controlled Landfill Gas GHG Emissions | Estimated Controlled Landfill Gas GHG Emissions | Estimated Controlled Landfill Gas GHG Emissions | Estimated Controlled Landfill Gas GHG Emissions | Estimated Controlled Landfill Gas GHG Emissions | Estimated Controlled Landfill Gas GHG Emissions | Estimated Controlled Landfill Gas GHG Emissions | Estimated Controlled Landfill Gas GHG Emissions | Estimated Controlled Landfill Gas GHG Emissions | Estimated Controlled Landfill Gas GHG Emissions | Estimated Controlled Landfill Gas GHG Emissions | Estimated Controlled Landfill Gas GHG Emissions | Estimated Controlled Landfill Gas GHG Emissions | Estimated Controlled Landfill Gas GHG Emissions | Estimated Controlled Landfill Gas GHG Emissions | Estimated Controlled Landfill Gas GHG Emissions | Estimated Controlled Landfill Gas GHG Emissions | Estimated Controlled Landfill Gas GHG Emissions | Estimated Controlled Landfill Gas GHG Emissions | Estimated Controlled Landfill Gas GHG Emissions | Estimated Controlled Landfill Gas GHG Emissions | Estimated Controlled Landfill Gas GHG Emissions | Estimated Controlled Landfill Gas GHG Emissions | Estimated Controlled Landfill Gas GHG Emissions | Estimated Controlled Landfill Gas GHG Emissions | Estimated Controlled Landfill Gas GHG Emissions | Estimated Controlled Landfill Gas GHG Emissions | Estimated Controlled Landfill Gas GHG Emissions | Estimated Controlled Landfill Gas GHG Emissions | Estimated Controlled Landfill Gas GHG Emissions | Estimated Controlled Landfill Gas GHG Emissions | Estimated Controlled Landfill Gas GHG Emissions | Estimated Controlled Landfill Gas GHG Emissions | Estimated Controlled Landfill Gas GHG Emissions | Estimated Controlled Landfill Gas GHG Emissions | Estimated Controlled Landfill Gas GHG Emissions | Estimated Controlled Landfill Gas GHG Emissions | Estimated Controlled Landfill Gas GHG Emissions | Estimated Controlled Landfill Gas GHG Emissions | Estimated Controlled Landfill Gas GHG Emissions | Estimated Controlled Landfill Gas GHG Emissions | Estimated Controlled Landfill Gas GHG Emissions | Estimated Controlled Landfill Gas GHG Emissions | Estimated Controlled Landfill Gas GHG Emissions | Estimated Controlled Landfill Gas GHG Emissions | Estimated Controlled Landfill Gas GHG Emissions | Estimated Controlled Landfill Gas GHG Emissions | Estimated Controlled Landfill Gas GHG Emissions | Estimated Controlled Landfill Gas GHG Emissions | Estimated Controlled Landfill Gas GHG Emissions | Estimated Controlled Landfill Gas GHG Emissions | Estimated Controlled Landfill Gas GHG Emissions | Estimated Controlled Landfill Gas GHG Emissions | Estimated Controlled Landfill Gas GHG Emissions | Estimated Controlled Landfill Gas GHG Emissions | Estimated Controlled Landfill Gas GHG Emissions | Estimated Controlled Landfill Gas GHG Emissions | Estimated Controlled Landfill Gas GHG Emissions | Estimated Controlled Landfill Gas GHG Emissions | Estimated Controlled Landfill Gas GHG Emissions | Estimated Controlled Landfill Gas GHG Emissions | Estimated Controlled Landfill Gas GHG Emissions | Estimated Controlled Landfill Gas GHG Emissions | Estimated Controlled Landfill Gas GHG Emissions | Estimated Controlled Landfill Gas GHG Emissions | Estimated Controlled Landfill Gas GHG Emissions | Estimated Controlled Landfill Gas GHG Emissions | Estimated Controlled Landfill Gas GHG Emissions | Estimated Controlled Landfill Gas GHG Emissions | Estimated Controlled Landfill Gas GHG Emissions | Estimated Controlled Landfill Gas GHG Emissions | Estimated Controlled Landfill Gas GHG Emissions | Estimated Controlled Landfill Gas GHG Emissions | Estimated Controlled Landfill Gas GHG Emissions | Estimated Controlled Landfill Gas GHG Emissions | Estimated Controlled Landfill Gas GHG Emissions | Estimated Controlled Landfill Gas GHG Emissions | Estimated Controlled Landfill Gas GHG Emissions | Estimated Controlled Landfill Gas GHG Emissions | Estimated Controlled Landfill Gas GHG Emissions | Estimated Controlled Landfill Gas GHG Emissions | Estimated Controlled Landfill Gas GHG Emissions | Estimated Controlled Landfill Gas GHG Emissions | Estimated Controlled Landfill Gas GHG Emissions | Estimated Controlled Landfill Gas GHG Emissions | Estimated Controlled Landfill Gas GHG Emissions | Estimated Controlled Landfill Gas GHG Emissions | Estimated Controlled Landfill Gas GHG Emissions | Estimated Controlled Landfill Gas GHG Emissions | Estimated Controlled Landfill Gas GHG Emissions | Estimated Controlled Landfill Gas GHG Emissions | Estimated Controlled Landfill Gas GHG Emissions | Estimated Controlled Landfill Gas GHG Emissions | Estimated Controlled Landfill Gas GHG Emissions | Estimated Controlled Landfill Gas GHG Emissions | Estimated Controlled Landfill Gas GHG Emissions | Estimated Controlled Landfill Gas GHG Emissions | Estimated Controlled Landfill Gas GHG Emissions | Estimated Controlled Landfill Gas GHG Emissions | Estimated Controlled Landfill Gas GHG Emissions | Estimated Controlled Landfill Gas GHG Emissions | Estimated Controlled Landfill Gas GHG Emissions | Estimated Controlled Landfill Gas GHG Emissions | Estimated Controlled Landfill Gas GHG Emissions | Estimated Controlled Landfill Gas GHG Emissions | Estimated Controlled Landfill Gas GHG Emissions | Estimated Controlled Landfill Gas GHG Emissions | Estimated Controlled Landfill Gas GHG Emissions | Estimated Controlled Landfill Gas GHG Emissions | Estimated Controlled Landfill Gas GHG Emissions | Estimated Controlled Landfill Gas GHG Emissions | Estimated Controlled Landfill Gas GHG Emissions | Estimated Controlled Landfill Gas GHG Emissions | Estimated Controlled Landfill Gas GHG Emissions | Estimated Controlled Landfill Gas GHG Emissions | Estimated Controlled Landfill Gas GHG Emissions | Estimated Controlled Landfill Gas GHG Emissions | Estimated Controlled Landfill Gas GHG Emissions | Estimated Controlled Landfill Gas GHG Emissions | Estimated Controlled Landfill Gas GHG Emissions | Estimated Controlled Landfill Gas GHG Emissions | Estimated Controlled Landfill Gas GHG Emissions | Estimated Controlled Landfill Gas GHG Emissions | Estimated Controlled Landfill Gas GHG Emissions | Estimated Controlled Landfill Gas GHG Emissions | Estimated Controlled Landfill Gas GHG Emissions | Estimated Controlled Landfill Gas GHG Emissions | Estimated Controlled Landfill Gas GHG Emissions | Estimated Controlled Landfill Gas GHG Emissions | Estimated Controlled Landfill Gas GHG Emissions | Estimated Controlled Landfill Gas GHG Emissions | Estimated Controlled Landfill Gas GHG Emissions | Estimated Controlled Landfill Gas GHG Emissions | Estimated Controlled Landfill Gas GHG Emissions | Estimated Controlled Landfill Gas GHG Emissions | Estimated Controlled Landfill Gas GHG Emissions | Estimated Controlled Landfill Gas GHG Emissions | Estimated Controlled Landfill Gas GHG Emissions | Estimated Controlled Landfill Gas GHG Emissions | Estimated Controlled Landfill Gas GHG Emissions | Estimated Controlled Landfill Gas GHG Emissions | Estimated Controlled Landfill Gas GHG Emissions | Estimated Controlled Landfill Gas GHG Emissions | Estimated Controlled Landfill Gas GHG Emissions | Estimated Controlled Landfill Gas GHG Emissions | Estimated Controlled Landfill Gas GHG Emissions | Estimated Controlled Landfill Gas GHG Emissions | Estimated Controlled Landfill Gas GHG Emissions | Estimated Controlled Landfill Gas GHG Emissions | Estimated Controlled Landfill Gas GHG Emissions | Estimated Controlled Landfill Gas GHG Emissions | Estimated Controlled Landfill Gas GHG Emissions | Estimated Controlled Landfill Gas GHG Emissions | Estimated Controlled Landfill Gas GHG Emissions | Estimated Controlled Landfill Gas GHG Emissions | Estimated Controlled Landfill Gas GHG Emissions | Estimated Controlled Landfill Gas GHG Emissions | Estimated Controlled Landfill Gas GHG Emissions | Estimated Controlled Landfill Gas GHG Emissions | Estimated Controlled Landfill Gas GHG Emissions | Estimated Controlled Landfill Gas GHG Emissions | Estimated Controlled Landfill Gas GHG Emissions | Estimated Controlled Landfill Gas GHG Emissions | Estimated Controlled Landfill Gas GHG Emissions | Estimated Controlled Landfill Gas GHG Emissions | Estimated Controlled Landfill Gas GHG Emissions | Estimated Controlled Landfill Gas GHG Emissions | Estimated Controlled Landfill Gas GHG Emissions | Estimated Controlled Landfill Gas GHG Emissions | Estimated Controlled Landfill Gas GHG Emissions | Estimated Controlled Landfill Gas GHG Emissions | Estimated Controlled Landfill Gas GHG Emissions | Estimated Controlled Landfill Gas GHG Emissions | Estimated Controlled Landfill Gas GHG Emissions | Estimated Controlled Landfill Gas GHG Emissions | Estimated Controlled Landfill Gas GHG Emissions | Estimated Controlled Landfill Gas GHG Emissions | Estimated Controlled Landfill Gas GHG Emissions | Estimated Controlled Landfill Gas GHG Emissions | Estimated Controlled Landfill Gas GHG Emissions | Estimated Controlled Landfill Gas GHG Emissions | Estimated Controlled Landfill Gas GHG Emissions | Estimated Controlled Landfill Gas GHG Emissions | Estimated Controlled Landfill Gas GHG Emissions | Estimated Controlled Landfill Gas GHG Emissions | Estimated Controlled Landfill Gas GHG Emissions | Estimated Controlled Landfill Gas GHG Emissions | Estimated Controlled Landfill Gas GHG Emissions | Estimated Controlled Landfill Gas GHG Emissions | Estimated Controlled Landfill Gas GHG Emissions | Estimated Controlled Landfill Gas GHG Emissions | Estimated Controlled Landfill Gas GHG Emissions | Estimated Controlled Landfill Gas GHG Emissions | Estimated Controlled Landfill Gas GHG Emissions | Estimated Controlled Landfill Gas GHG Emissions | Estimated Controlled Landfill Gas GHG Emissions | Estimated Controlled Landfill Gas GHG Emissions | Estimated Controlled Landfill Gas GHG Emissions | Estimated Controlled Landfill Gas GHG Emissions | Estimated Controlled Landfill Gas GHG Emissions | Estimated Controlled Landfill Gas GHG Emissions | Estimated Controlled Landfill Gas GHG Emissions | Estimated Controlled Landfill Gas GHG Emissions | Estimated Controlled Landfill Gas GHG Emissions | Estimated Controlled Landfill Gas GHG Emissions | Estimated Controlled Landfill Gas GHG Emissions | Estimated Controlled Landfill Gas GHG Emissions | Estimated Controlled Landfill Gas GHG Emissions | Estimated Controlled Landfill Gas GHG Emissions | Estimated Controlled Landfill Gas GHG Emissions | Estimated Controlled Landfill Gas GHG Emissions | Estimated Controlled Landfill Gas GHG Emissions | Estimated Controlled Landfill Gas GHG Emissions | Estimated Controlled Landfill Gas GHG Emissions | Estimated Controlled Landfill Gas GHG Emissions | Estimated Controlled Landfill Gas GHG Emissions | Estimated Controlled Landfill Gas GHG Emissions | Estimated Controlled Landfill Gas GHG Emissions | Estimated Controlled Landfill Gas GHG Emissions | Estimated Controlled Landfill Gas GHG Emissions | Estimated Controlled Landfill Gas GHG Emissions | Estimated Controlled Landfill Gas GHG Emissions | Estimated Controlled Landfill Gas GHG Emissions | Estimated Controlled Landfill Gas GHG Emissions | Estimated Controlled Landfill Gas GHG Emissions | Estimated Controlled Landfill Gas GHG Emissions | Estimated Controlled Landfill Gas GHG Emissions | Estimated Controlled Landfill Gas GHG Emissions | Estimated Controlled Landfill Gas GHG Emissions | Estimated Controlled Landfill Gas GHG Emissions | Estimated Controlled Landfill Gas GHG Emissions | Estimated Controlled Landfill Gas GHG Emissions | Estimated Controlled Landfill Gas GHG Emissions | Estimated Controlled Landfill Gas GHG Emissions | Estimated Controlled Landfill Gas GHG Emissions | Estimated Controlled Landfill Gas GHG Emissions | Estimated Controlled Landfill Gas GHG Emissions | Estimated Controlled Landfill Gas GHG Emissions | Estimated Controlled Landfill Gas GHG Emissions | Estimated Controlled Landfill Gas GHG Emissions | Estimated Controlled Landfill Gas GHG Emissions | Estimated Controlled Landfill Gas GHG Emissions | Estimated Controlled Landfill Gas GHG Emissions | Estimated Controlled Landfill Gas GHG Emissions | Estimated Controlled Landfill Gas GHG Emissions | Estimated Controlled Landfill Gas GHG Emissions | Estimated Controlled Landfill Gas GHG Emissions | Estimated Controlled Landfill Gas GHG Emissions | Estimated Controlled Landfill Gas GHG Emissions | Estimated Controlled Landfill Gas GHG Emissions | Estimated Controlled Landfill Gas GHG Emissions | Estimated Controlled Landfill Gas GHG Emissions | Estimated Controlled Landfill Gas GHG Emissions | Estimated Controlled Landfill Gas GHG Emissions | Estimated Controlled Landfill Gas GHG Emissions | Estimated Controlled Landfill Gas GHG Emissions | Estimated Controlled Landfill Gas GHG Emissions | Estimated Controlled Landfill Gas GHG Emissions | Estimated Controlled Landfill Gas GHG Emissions | Estimated Controlled Landfill Gas GHG Emissions | Estimated Controlled Landfill Gas GHG Emissions | Estimated Controlled Landfill Gas GHG Emissions | Estimated Controlled Landfill Gas GHG Emissions | Estimated Controlled Landfill Gas GHG Emissions | Estimated Controlled Landfill Gas GHG Emissions | Estimated Controlled Landfill Gas GHG Emissions | Estimated Controlled Landfill Gas GHG Emissions | Estimated Controlled Landfill Gas GHG Emissions | Estimated Controlled Landfill Gas GHG Emissions | Estimated Controlled Landfill Gas GHG Emissions | Estimated Controlled Landfill Gas GHG Emissions | Estimated Controlled Landfill Gas GHG Emissions | Estimated Controlled Landfill Gas GHG Emissions | Estimated Controlled Landfill Gas GHG Emissions | Estimated Controlled Landfill Gas GHG Emissions | Estimated Controlled Landfill Gas GHG Emissions | Estimated Controlled Landfill Gas GHG Emissions | Estimated Controlled Landfill Gas GHG Emissions | Estimated Controlled Landfill Gas GHG Emissions | Estimated Controlled Landfill Gas GHG Emissions | Estimated Controlled Landfill Gas GHG Emissions | Estimated Controlled Landfill Gas GHG Emissions | Estimated Controlled Landfill Gas GHG Emissions | Estimated Controlled Landfill Gas GHG Emissions | Estimated Controlled Landfill Gas GHG Emissions | Estimated Controlled Landfill Gas GHG Emissions | Estimated Controlled Landfill Gas GHG Emissions | Estimated Controlled Landfill Gas GHG Emissions | Estimated Controlled Landfill Gas GHG Emissions | Estimated Controlled Landfill Gas GHG Emissions | Estimated Controlled Landfill Gas GHG Emissions | Estimated Controlled Landfill Gas GHG Emissions | Estimated Controlled Landfill Gas GHG Emissions | Estimated Controlled Landfill Gas GHG Emissions | Estimated Controlled Landfill Gas GHG Emissions | Estimated Controlled Landfill Gas GHG Emissions | Estimated Controlled Landfill Gas GHG Emissions | Estimated Controlled Landfill Gas GHG Emissions | Estimated Controlled Landfill Gas GHG Emissions | Estimated Controlled Landfill Gas GHG Emissions | Estimated Controlled Landfill Gas GHG Emissions | Estimated Controlled Landfill Gas GHG Emissions | Estimated Controlled Landfill Gas GHG Emissions | Estimated Controlled Landfill Gas GHG Emissions | Estimated Controlled Landfill Gas GHG Emissions | Estimated Controlled Landfill Gas GHG Emissions | Estimated Controlled Landfill Gas GHG Emissions | Estimated Controlled Landfill Gas GHG Emissions | Estimated Controlled Landfill Gas GHG Emissions | Estimated Controlled Landfill Gas GHG Emissions | Estimated Controlled Landfill Gas GHG Emissions | Estimated Controlled Landfill Gas GHG Emissions | Estimated Controlled Landfill Gas GHG Emissions | Estimated Controlled Landfill Gas GHG Emissions | Estimated Controlled Landfill Gas GHG Emissions | Estimated Controlled Landfill Gas GHG Emissions | Estimated Controlled Landfill Gas GHG Emissions | Estimated Controlled Landfill Gas GHG Emissions | Estimated Controlled Landfill Gas GHG Emissions | Estimated Controlled Landfill Gas GHG Emissions | Estimated Controlled Landfill Gas GHG Emissions | Estimated Controlled Landfill Gas GHG Emissions | Estimated Controlled Landfill Gas GHG Emissions | Estimated Controlled Landfill Gas GHG Emissions | Estimated Controlled Landfill Gas GHG Emissions | Estimated Controlled Landfill Gas GHG Emissions | Estimated Controlled Landfill Gas GHG Emissions | Estimated Controlled Landfill Gas GHG Emissions | Estimated Controlled Landfill Gas GHG Emissions | Estimated Controlled Landfill Gas GHG Emissions | Estimated Controlled Landfill Gas GHG Emissions | Estimated Controlled Landfill Gas GHG Emissions | Estimated Controlled Landfill Gas GHG Emissions | Estimated Controlled Landfill Gas GHG Emissions | Estimated Controlled Landfill Gas GHG Emissions | Estimated Controlled Landfill Gas GHG Emissions | Estimated Controlled Landfill Gas GHG Emissions | Estimated Controlled Landfill Gas GHG Emissions | Estimated Controlled Landfill Gas GHG Emissions | Estimated Controlled Landfill Gas GHG Emissions | Estimated Controlled Landfill Gas GHG Emissions | Estimated Controlled Landfill Gas GHG Emissions | Estimated Controlled Landfill Gas GHG Emissions | Estimated Controlled Landfill Gas GHG Emissions | Estimated Controlled Landfill Gas GHG Emissions | Estimated Controlled Landfill Gas GHG Emissions | Estimated Controlled Landfill Gas GHG Emissions | Estimated Controlled Landfill Gas GHG Emissions | Estimated Controlled Landfill Gas GHG Emissions | Estimated Controlled Landfill Gas GHG Emissions | Estimated Controlled Landfill Gas GHG Emissions | Estimated Controlled Landfill Gas GHG Emissions | Estimated Controlled Landfill Gas GHG Emissions | Estimated Controlled Landfill Gas GHG Emissions | Estimated Controlled Landfill Gas GHG Emissions | Estimated Controlled Landfill Gas GHG Emissions | Estimated Controlled Landfill Gas GHG Emissions | Estimated Controlled Landfill Gas GHG Emissions | Estimated Controlled Landfill Gas GHG Emissions | Estimated Controlled Landfill Gas GHG Emissions | Estimated Controlled Landfill Gas GHG Emissions | Estimated Controlled Landfill Gas GHG Emissions | Estimated Controlled Landfill Gas GHG Emissions | Estimated Controlled Landfill Gas GHG Emissions | Estimated Controlled Landfill Gas GHG Emissions | Estimated Controlled Landfill Gas GHG Emissions | Estimated Controlled Landfill Gas GHG Emissions | Estimated Controlled Landfill Gas GHG Emissions | Estimated Controlled Landfill Gas GHG Emissions | Estimated Controlled Landfill Gas GHG Emissions | Estimated Controlled Landfill Gas GHG Emissions | Estimated Controlled Landfill Gas GHG Emissions | Estimated Controlled Landfill Gas GHG Emissions | Estimated Controlled Landfill Gas GHG Emissions | Estimated Controlled Landfill Gas GHG Emissions | Estimated Controlled Landfill Gas GHG Emissions | Estimated Controlled Landfill Gas GHG Emissions | Estimated Controlled Landfill Gas GHG Emissions | Estimated Controlled Landfill Gas GHG Emissions | Estimated Controlled Landfill Gas GHG Emissions | Estimated Controlled Landfill Gas GHG Emissions | Estimated Controlled Landfill Gas GHG Emissions | Estimated Controlled Landfill Gas GHG Emissions | Estimated Controlled Landfill Gas GHG Emissions | Estimated Controlled Landfill Gas GHG Emissions | Estimated Controlled Landfill Gas GHG Emissions | Estimated Controlled Landfill Gas GHG Emissions | Estimated Controlled Landfill Gas GHG Emissions | Estimated Controlled Landfill Gas GHG Emissions | Estimated Controlled Landfill Gas GHG Emissions | Estimated Controlled Landfill Gas GHG Emissions | Estimated Controlled Landfill Gas GHG Emissions | Estimated Controlled Landfill Gas GHG Emissions | Estimated Controlled Landfill Gas GHG Emissions | Estimated Controlled Landfill Gas GHG Emissions | Estimated Controlled Landfill Gas GHG Emissions | Estimated Controlled Landfill Gas GHG Emissions | Estimated Controlled Landfill Gas GHG Emissions | Estimated Controlled Landfill Gas GHG Emissions | Estimated Controlled Landfill Gas GHG Emissions | Estimated Controlled Landfill Gas GHG Emissions | Estimated Controlled Landfill Gas GHG Emissions | Estimated Controlled Landfill Gas GHG Emissions | Estimated Controlled Landfill Gas GHG Emissions | Estimated Controlled Landfill Gas GHG Emissions | Estimated Controlled Landfill Gas GHG Emissions | Estimated Controlled Landfill Gas GHG Emissions | Estimated Controlled Landfill Gas GHG Emissions | Estimated Controlled Landfill Gas GHG Emissions | Estimated Controlled Landfill Gas GHG Emissions | Estimated Controlled Landfill Gas GHG Emissions | Estimated Controlled Landfill Gas GHG Emissions | Estimated Controlled Landfill Gas GHG Emissions | Estimated Controlled Landfill Gas GHG Emissions | Estimated Controlled Landfill Gas GHG Emissions | Estimated Controlled Landfill Gas GHG Emissions | Estimated Controlled Landfill Gas GHG Emissions | Estimated Controlled Landfill Gas GHG Emissions | Estimated Controlled Landfill Gas GHG Emissions | Estimated Controlled Landfill Gas GHG Emissions | Estimated Controlled Landfill Gas GHG Emissions | Estimated Controlled Landfill Gas GHG Emissions | Estimated Controlled Landfill Gas GHG Emissions | Estimated Controlled Landfill Gas GHG Emissions | Estimated Controlled Landfill Gas GHG Emissions | Estimated Controlled Landfill Gas GHG Emissions | Estimated Controlled Landfill Gas GHG Emissions | Estimated Controlled Landfill Gas GHG Emissions | Estimated Controlled Landfill Gas GHG Emissions | Estimated Controlled Landfill Gas GHG Emissions | Estimated Controlled Landfill Gas GHG Emissions | Estimated Controlled Landfill Gas GHG Emissions | Estimated Controlled Landfill Gas GHG Emissions | Estimated Controlled Landfill Gas GHG Emissions | Estimated Controlled Landfill Gas GHG Emissions | Estimated Controlled Landfill Gas GHG Emissions | Estimated Controlled Landfill Gas GHG Emissions | Estimated Controlled Landfill Gas GHG Emissions | Estimated Controlled Landfill Gas GHG Emissions | Estimated Controlled Landfill Gas GHG Emissions | Estimated Controlled Landfill Gas GHG Emissions | Estimated Controlled Landfill Gas GHG Emissions | Estimated Controlled Landfill Gas GHG Emissions | Estimated Controlled Landfill Gas GHG Emissions | Estimated Controlled Landfill Gas GHG Emissions | Estimated Controlled Landfill Gas GHG Emissions | Estimated Controlled Landfill Gas GHG Emissions | Estimated Controlled Landfill Gas GHG Emissions | Estimated Controlled Landfill Gas GHG Emissions | Estimated Controlled Landfill Gas GHG Emissions | Estimated Controlled Landfill Gas GHG Emissions | Estimated Controlled Landfill Gas GHG Emissions | Estimated Controlled Landfill Gas GHG Emissions | Estimated Controlled Landfill Gas GHG Emissions | Estimated Controlled Landfill Gas GHG Emissions | Estimated Controlled Landfill Gas GHG Emissions | Estimated Controlled Landfill Gas GHG Emissions | Estimated Controlled Landfill Gas GHG Emissions | Estimated Controlled Landfill Gas GHG Emissions | Estimated Controlled Landfill Gas GHG Emissions | Estimated Controlled Landfill Gas GHG Emissions | Estimated Controlled Landfill Gas GHG Emissions | Estimated Controlled Landfill Gas GHG Emissions | Estimated Controlled Landfill Gas GHG Emissions | Estimated Controlled Landfill Gas GHG Emissions | Estimated Controlled Landfill Gas GHG Emissions | Estimated Controlled Landfill Gas GHG Emissions | Estimated Controlled Landfill Gas GHG Emissions | Estimated Controlled Landfill Gas GHG Emissions | Estimated Controlled Landfill Gas GHG Emissions | Estimated Controlled Landfill Gas GHG Emissions | Estimated Controlled Landfill Gas GHG Emissions | Estimated Controlled Landfill Gas GHG Emissions | Estimated Controlled Landfill Gas GHG Emissions | Estimated Controlled Landfill Gas GHG Emissions | Estimated Controlled Landfill Gas GHG Emissions | Estimated Controlled Landfill Gas GHG Emissions | Estimated Controlled Landfill Gas GHG Emissions | Estimated Controlled Landfill Gas GHG Emissions | Estimated Controlled Landfill Gas GHG Emissions | Estimated Controlled Landfill Gas GHG Emissions | Estimated Controlled Landfill Gas GHG Emissions | Estimated Controlled Landfill Gas GHG Emissions | Estimated Controlled Landfill Gas GHG Emissions | Estimated Controlled Landfill Gas GHG Emissions | Estimated Controlled Landfill Gas GHG Emissions | Estimated Controlled Landfill Gas GHG Emissions | Estimated Controlled Landfill Gas GHG Emissions | Estimated Controlled Landfill Gas GHG Emissions | Estimated Controlled Landfill Gas GHG Emissions | Estimated Controlled Landfill Gas GHG Emissions | Estimated Controlled Landfill Gas GHG Emissions | Estimated Controlled Landfill Gas GHG Emissions | Estimated Controlled Landfill Gas GHG Emissions | Estimated Controlled Landfill Gas GHG Emissions | Estimated Controlled Landfill Gas GHG Emissions | Estimated Controlled Landfill Gas GHG Emissions | Estimated Controlled Landfill Gas GHG Emissions | Estimated Controlled Landfill Gas GHG Emissions | Estimated Controlled Landfill Gas GHG Emissions | Estimated Controlled Landfill Gas GHG Emissions | Estimated Controlled Landfill Gas GHG Emissions | Estimated Controlled Landfill Gas GHG Emissions | Estimated Controlled Landfill Gas GHG Emissions | Estimated Controlled Landfill Gas GHG Emissions | Estimated Controlled Landfill Gas GHG Emissions | Estimated Controlled Landfill Gas GHG Emissions | Estimated Controlled Landfill Gas GHG Emissions | Estimated Controlled Landfill Gas GHG Emissions | Estimated Controlled Landfill Gas GHG Emissions | Estimated Controlled Landfill Gas GHG Emissions | Estimated Controlled Landfill Gas GHG Emissions | Estimated Controlled Landfill Gas GHG Emissions | Estimated Controlled Landfill Gas GHG Emissions | Estimated Controlled Landfill Gas GHG Emissions | Estimated Controlled Landfill Gas GHG Emissions | Estimated Controlled Landfill Gas GHG Emissions | Estimated Controlled Landfill Gas GHG Emissions | Estimated Controlled Landfill Gas GHG Emissions | Estimated Controlled Landfill Gas GHG Emissions | Estimated Controlled Landfill Gas GHG Emissions | Estimated Controlled Landfill Gas GHG Emissions | Estimated Controlled Landfill Gas GHG Emissions | Estimated Controlled Landfill Gas GHG Emissions | Estimated Controlled Landfill Gas GHG Emissions | Estimated Controlled Landfill Gas GHG Emissions | Estimated Controlled Landfill Gas GHG Emissions | Estimated Controlled Landfill Gas GHG Emissions | Estimated Controlled Landfill Gas GHG Emissions | Estimated Controlled Landfill Gas GHG Emissions | Estimated Controlled Landfill Gas GHG Emissions | Estimated Controlled Landfill Gas GHG Emissions | Estimated Controlled Landfill Gas GHG Emissions | Estimated Controlled Landfill Gas GHG Emissions | Estimated Controlled Landfill Gas GHG Emissions | Estimated Controlled Landfill Gas GHG Emissions | Estimated Controlled Landfill Gas GHG Emissions | Estimated Controlled Landfill Gas GHG Emissions | Estimated Controlled Landfill Gas GHG Emissions | Estimated Controlled Landfill Gas GHG Emissions | Estimated Controlled Landfill Gas GHG Emissions | Estimated Controlled Landfill Gas GHG Emissions | Estimated Controlled Landfill Gas GHG Emissions | Estimated Controlled Landfill Gas GHG Emissions | Estimated Controlled Landfill Gas GHG Emissions | Estimated Controlled Landfill Gas GHG Emissions | Estimated Controlled Landfill Gas GHG Emissions | Estimated Controlled Landfill Gas GHG Emissions | Estimated Controlled Landfill Gas GHG Emissions | Estimated Controlled Landfill Gas GHG Emissions | Estimated Controlled Landfill Gas GHG Emissions | Estimated Controlled Landfill Gas GHG Emissions | Estimated Controlled Landfill Gas GHG Emissions | Estimated Controlled Landfill Gas GHG Emissions | Estimated Controlled Landfill Gas GHG Emissions | Estimated Controlled Landfill Gas GHG Emissions | Estimated Controlled Landfill Gas GHG Emissions | Estimated Controlled Landfill Gas GHG Emissions | Estimated Controlled Landfill Gas GHG Emissions | Estimated Controlled Landfill Gas GHG Emissions | Estimated Controlled Landfill Gas GHG Emissions | Estimated Controlled Landfill Gas GHG Emissions | Estimated Controlled Landfill Gas GHG Emissions | Estimated Controlled Landfill Gas GHG Emissions | Estimated Controlled Landfill Gas GHG Emissions | Estimated Controlled Landfill Gas GHG Emissions | Estimated Controlled Landfill Gas GHG Emissions | Estimated Controlled Landfill Gas GHG Emissions | Estimated Controlled Landfill Gas GHG Emissions | Estimated Controlled Landfill Gas GHG Emissions | Estimated Controlled Landfill Gas GHG Emissions | Estimated Controlled Landfill Gas GHG Emissions | Estimated Controlled Landfill Gas GHG Emissions | Estimated Controlled Landfill Gas GHG Emissions | Estimated Controlled Landfill Gas GHG Emissions | Estimated Controlled Landfill Gas GHG Emissions | Estimated Controlled Landfill Gas GHG Emissions | Estimated Controlled Landfill Gas GHG Emissions | Estimated Controlled Landfill Gas GHG Emissions | Estimated Controlled Landfill Gas GHG Emissions | Estimated Controlled Landfill Gas GHG Emissions | Estimated Controlled Landfill Gas GHG Emissions | Estimated Controlled Landfill Gas GHG Emissions | Estimated Controlled Landfill Gas GHG Emissions | Estimated Controlled Landfill Gas GHG Emissions | Estimated Controlled Landfill Gas GHG Emissions | Estimated Controlled Landfill Gas GHG Emissions | Estimated Controlled Landfill Gas GHG Emissions | Estimated Controlled Landfill Gas GHG Emissions | Estimated Controlled Landfill Gas GHG Emissions | Estimated Controlled Landfill Gas GHG Emissions | Estimated Controlled Landfill Gas GHG Emissions | Estimated Controlled Landfill Gas GHG Emissions | Estimated Controlled Landfill Gas GHG Emissions | Estimated Controlled Landfill Gas GHG Emissions | Estimated Controlled Landfill Gas GHG Emissions | Estimated Controlled Landfill Gas GHG Emissions | Estimated Controlled Landfill Gas GHG Emissions | Estimated Controlled Landfill Gas GHG Emissions | Estimated Controlled Landfill Gas GHG Emissions | Estimated Controlled Landfill Gas GHG Emissions | Estimated Controlled Landfill Gas GHG Emissions | Estimated Controlled Landfill Gas GHG Emissions | Estimated Controlled Landfill Gas GHG Emissions | Estimated Controlled Landfill Gas GHG Emissions | Estimated Controlled Landfill Gas GHG Emissions | Estimated Controlled Landfill Gas GHG Emissions | Estimated Controlled Landfill Gas GHG Emissions | Estimated Controlled Landfill Gas GHG Emissions | Estimated Controlled Landfill Gas GHG Emissions | Estimated Controlled Landfill Gas GHG Emissions | Estimated Controlled Landfill Gas GHG Emissions | Estimated Controlled Landfill Gas GHG Emissions | Estimated Controlled Landfill Gas GHG Emissions | Estimated Controlled Landfill Gas GHG Emissions | Estimated Controlled Landfill Gas GHG Emissions | Estimated Controlled Landfill Gas GHG Emissions | Estimated Controlled Landfill Gas GHG Emissions | Estimated Controlled Landfill Gas GHG Emissions | Estimated Controlled Landfill Gas GHG Emissions | Estimated Controlled Landfill Gas GHG Emissions | Estimated Controlled Landfill Gas GHG Emissions | Estimated Controlled Landfill Gas GHG Emissions | Estimated Controlled Landfill Gas GHG Emissions | Estimated Controlled Landfill Gas GHG Emissions | Estimated Controlled Landfill Gas GHG Emissions | Estimated Controlled Landfill Gas GHG Emissions | Estimated Controlled Landfill Gas GHG Emissions | Estimated Controlled Landfill Gas GHG Emissions | Estimated Controlled Landfill Gas GHG Emissions | Estimated Controlled Landfill Gas GHG Emissions | Estimated Controlled Landfill Gas GHG Emissions | Estimated Controlled Landfill Gas GHG Emissions | Estimated Controlled Landfill Gas GHG Emissions | Estimated Controlled Landfill Gas GHG Emissions | Estimated Controlled Landfill Gas GHG Emissions | Estimated Controlled Landfill Gas GHG Emissions | Estimated Controlled Landfill Gas GHG Emissions | Estimated Controlled Landfill Gas GHG Emissions | Estimated Controlled Landfill Gas GHG Emissions | Estimated Controlled Landfill Gas GHG Emissions | Estimated Controlled Landfill Gas GHG Emissions | Estimated Controlled Landfill Gas GHG Emissions | Estimated Controlled Landfill Gas GHG Emissions | Estimated Controlled Landfill Gas GHG Emissions | Estimated Controlled Landfill Gas GHG Emissions | Estimated Controlled Landfill Gas GHG Emissions | Estimated Controlled Landfill Gas GHG Emissions | Estimated Controlled Landfill Gas GHG Emissions | Estimated Controlled Landfill Gas GHG Emissions | Estimated Controlled Landfill Gas GHG Emissions | Estimated Controlled Landfill Gas GHG Emissions | Estimated Controlled Landfill Gas GHG Emissions | Estimated Controlled Landfill Gas GHG Emissions | Estimated Controlled Landfill Gas GHG Emissions | Estimated Controlled Landfill Gas GHG Emissions | Estimated Controlled Landfill Gas GHG Emissions | Estimated Controlled Landfill Gas GHG Emissions | Estimated Controlled Landfill Gas GHG Emissions | Estimated Controlled Landfill Gas GHG Emissions | Estimated Controlled Landfill Gas GHG Emissions | Estimated Controlled Landfill Gas GHG Emissions | Estimated Controlled Landfill Gas GHG Emissions | Estimated Controlled Landfill Gas GHG Emissions | Estimated Controlled Landfill Gas GHG Emissions | Estimated Controlled Landfill Gas GHG Emissions | Estimated Controlled Landfill Gas GHG Emissions | Estimated Controlled Landfill Gas GHG Emissions | Estimated Controlled Landfill Gas GHG Emissions | Estimated Controlled Landfill Gas GHG Emissions | Estimated Controlled Landfill Gas GHG Emissions | Estimated Controlled Landfill Gas GHG Emissions | Estimated Controlled Landfill Gas GHG Emissions | Estimated Controlled Landfill Gas GHG Emissions | Estimated Controlled Landfill Gas GHG Emissions | Estimated Controlled Landfill Gas GHG Emissions | Estimated Controlled Landfill Gas GHG Emissions | Estimated Controlled Landfill Gas GHG Emissions | Estimated Controlled Landfill Gas GHG Emissions | Estimated Controlled Landfill Gas GHG Emissions | Estimated Controlled Landfill Gas GHG Emissions | Estimated Controlled Landfill Gas GHG Emissions | Estimated Controlled Landfill Gas GHG Emissions | Estimated Controlled Landfill Gas GHG Emissions | Estimated Controlled Landfill Gas GHG Emissions | Estimated Controlled Landfill Gas GHG Emissions | Estimated Controlled Landfill Gas GHG Emissions | Estimated Controlled Landfill Gas GHG Emissions | Estimated Controlled Landfill Gas GHG Emissions | Estimated Controlled Landfill Gas GHG Emissions | Estimated Controlled Landfill Gas GHG Emissions | Estimated Controlled Landfill Gas GHG Emissions | Estimated Controlled Landfill Gas GHG Emissions | Estimated Controlled Landfill Gas GHG Emissions | Estimated Controlled Landfill Gas GHG Emissions | Estimated Controlled Landfill Gas GHG Emissions | Estimated Controlled Landfill Gas GHG Emissions | Estimated Controlled Landfill Gas GHG Emissions | Estimated Controlled Landfill Gas GHG Emissions | Estimated Controlled Landfill Gas GHG Emissions | Estimated Controlled Landfill Gas GHG Emissions | Estimated Controlled Landfill Gas GHG Emissions | Estimated Controlled Landfill Gas GHG Emissions | Estimated Controlled Landfill Gas GHG Emissions | Estimated Controlled Landfill Gas GHG Emissions | Estimated Controlled Landfill Gas GHG Emissions | Estimated Controlled Landfill Gas GHG Emissions | Estimated Controlled Landfill Gas GHG Emissions | Estimated Controlled Landfill Gas GHG Emissions | Estimated Controlled Landfill Gas GHG Emissions | Estimated Controlled Landfill Gas GHG Emissions | Estimated Controlled Landfill Gas GHG Emissions | Estimated Controlled Landfill Gas GHG Emissions | Estimated Controlled Landfill Gas GHG Emissions | Estimated Controlled Landfill Gas GHG Emissions | Estimated Controlled Landfill Gas GHG Emissions | Estimated Controlled Landfill Gas GHG Emissions | Estimated Controlled Landfill Gas GHG Emissions | Estimated Controlled Landfill Gas GHG Emissions | Estimated Controlled Landfill Gas GHG Emissions | Estimated Controlled Landfill Gas GHG Emissions | Estimated Controlled Landfill Gas GHG Emissions | Estimated Controlled Landfill Gas GHG Emissions | Estimated Controlled Landfill Gas GHG Emissions | Estimated Controlled Landfill Gas GHG Emissions | Estimated Controlled Landfill Gas GHG Emissions | Estimated Controlled Landfill Gas GHG Emissions | Estimated Controlled Landfill Gas GHG Emissions | Estimated Controlled Landfill Gas GHG Emissions | Estimated Controlled Landfill Gas GHG Emissions | Estimated Controlled Landfill Gas GHG Emissions | Estimated Controlled Landfill Gas GHG Emissions | Estimated Controlled Landfill Gas GHG Emissions | Estimated Controlled Landfill Gas GHG Emissions | Estimated Controlled Landfill Gas GHG Emissions | Estimated Controlled Landfill Gas GHG Emissions | Estimated Controlled Landfill Gas GHG Emissions | Estimated Controlled Landfill Gas GHG Emissions | Estimated Controlled Landfill Gas GHG Emissions | Estimated Controlled Landfill Gas GHG Emissions | Estimated Controlled Landfill Gas GHG Emissions | Estimated Controlled Landfill Gas GHG Emissions | Estimated Controlled Landfill Gas GHG Emissions | Estimated Controlled Landfill Gas GHG Emissions | Estimated Controlled Landfill Gas GHG Emissions | Estimated Controlled Landfill Gas GHG Emissions | Estimated Controlled Landfill Gas GHG Emissions | Estimated Controlled Landfill Gas GHG Emissions | Estimated Controlled Landfill Gas GHG Emissions | Estimated Controlled Landfill Gas GHG Emissions | Estimated Controlled Landfill Gas GHG Emissions | Estimated Controlled Landfill Gas GHG Emissions | Estimated Controlled Landfill Gas GHG Emissions | Estimated Controlled Landfill Gas GHG Emissions | Estimated Controlled Landfill Gas GHG Emissions | Estimated Controlled Landfill Gas GHG Emissions | Estimated Controlled Landfill Gas GHG Emissions | Estimated Controlled Landfill Gas GHG Emissions | Estimated Controlled Landfill Gas GHG Emissions | Estimated Controlled Landfill Gas GHG Emissions | Estimated Controlled Landfill Gas GHG Emissions | Estimated Controlled Landfill Gas GHG Emissions | Estimated Controlled Landfill Gas GHG Emissions | Estimated Controlled Landfill Gas GHG Emissions | Estimated Controlled Landfill Gas GHG Emissions | Estimated Controlled Landfill Gas GHG Emissions | Estimated Controlled Landfill Gas GHG Emissions | Estimated Controlled Landfill Gas GHG Emissions | Estimated Controlled Landfill Gas GHG Emissions | Estimated Controlled Landfill Gas GHG Emissions | Estimated Controlled Landfill Gas GHG Emissions | Estimated Controlled Landfill Gas GHG Emissions | Estimated Controlled Landfill Gas GHG Emissions | Estimated Controlled Landfill Gas GHG Emissions | Estimated Controlled Landfill Gas GHG Emissions | Estimated Controlled Landfill Gas GHG Emissions | Estimated Controlled Landfill Gas GHG Emissions | Estimated Controlled Landfill Gas GHG Emissions | Estimated Controlled Landfill Gas GHG Emissions | Estimated Controlled Landfill Gas GHG Emissions | Estimated Controlled Landfill Gas GHG Emissions | Estimated Controlled Landfill Gas GHG Emissions | Estimated Controlled Landfill Gas GHG Emissions | Estimated Controlled Landfill Gas GHG Emissions | Estimated Controlled Landfill Gas GHG Emissions | Estimated Controlled Landfill Gas GHG Emissions | Estimated Controlled Landfill Gas GHG Emissions | Estimated Controlled Landfill Gas GHG Emissions | Estimated Controlled Landfill Gas GHG Emissions | Estimated Controlled Landfill Gas GHG Emissions | Estimated Controlled Landfill Gas GHG Emissions | Estimated Controlled Landfill Gas GHG Emissions | Estimated Controlled Landfill Gas GHG Emissions | Estimated Controlled Landfill Gas GHG Emissions | Estimated Controlled Landfill Gas GHG Emissions | Estimated Controlled Landfill Gas GHG Emissions | Estimated Controlled Landfill Gas GHG Emissions | Estimated Controlled Landfill Gas GHG Emissions | Estimated Controlled Landfill Gas GHG Emissions | Estimated Controlled Landfill Gas GHG Emissions | Estimated Controlled Landfill Gas GHG Emissions | Estimated Controlled Landfill Gas GHG Emissions | Estimated Controlled Landfill Gas GHG Emissions | Estimated Controlled Landfill Gas GHG Emissions | Estimated Controlled Landfill Gas GHG Emissions | Estimated Controlled Landfill Gas GHG Emissions | Estimated Controlled Landfill Gas GHG Emissions | Estimated Controlled Landfill Gas GHG Emissions | Estimated Controlled Landfill Gas GHG Emissions | Estimated Controlled Landfill Gas GHG Emissions | Estimated Controlled Landfill Gas GHG Emissions | Estimated Controlled Landfill Gas GHG Emissions | Estimated Controlled Landfill Gas GHG Emissions | Estimated Controlled Landfill Gas GHG Emissions | Estimated Controlled Landfill Gas GHG Emissions | Estimated Controlled Landfill Gas GHG Emissions | Estimated Controlled Landfill Gas GHG Emissions | Estimated Controlled Landfill Gas GHG Emissions | Estimated Controlled Landfill Gas GHG Emissions | Estimated Controlled Landfill Gas GHG Emissions | Estimated Controlled Landfill Gas GHG Emissions | Estimated Controlled Landfill Gas GHG Emissions | Estimated Controlled Landfill Gas GHG Emissions | Estimated Controlled Landfill Gas GHG Emissions | Estimated Controlled Landfill Gas GHG Emissions | Estimated Controlled Landfill Gas GHG Emissions | Estimated Controlled Landfill Gas GHG Emissions | Estimated Controlled Landfill Gas GHG Emissions | Estimated Controlled Landfill Gas GHG Emissions | Estimated Controlled Landfill Gas GHG Emissions | Estimated Controlled Landfill Gas GHG Emissions | Estimated Controlled Landfill Gas GHG Emissions | Estimated Controlled Landfill Gas GHG Emissions | Estimated Controlled Landfill Gas GHG Emissions | Estimated Controlled Landfill Gas GHG Emissions | Estimated Controlled Landfill Gas GHG Emissions | Estimated Controlled Landfill Gas GHG Emissions | Estimated Controlled Landfill Gas GHG Emissions | Estimated Controlled Landfill Gas GHG Emissions | Estimated Controlled Landfill Gas GHG Emissions | Estimated Controlled Landfill Gas GHG Emissions | Estimated Controlled Landfill Gas GHG Emissions | Estimated Controlled Landfill Gas GHG Emissions | Estimated Controlled Landfill Gas GHG Emissions | Estimated Controlled Landfill Gas GHG Emissions | Estimated Controlled Landfill Gas GHG Emissions | Estimated Controlled Landfill Gas GHG Emissions | Estimated Controlled Landfill Gas GHG Emissions | Estimated Controlled Landfill Gas GHG Emissions | Estimated Controlled Landfill Gas GHG Emissions | Estimated Controlled Landfill Gas GHG Emissions | Estimated Controlled Landfill Gas GHG Emissions | Estimated Controlled Landfill Gas GHG Emissions | Estimated Controlled Landfill Gas GHG Emissions | Estimated Controlled Landfill Gas GHG Emissions | Estimated Controlled Landfill Gas GHG Emissions | Estimated Controlled Landfill Gas GHG Emissions | Estimated Controlled Landfill Gas GHG Emissions | Estimated Controlled Landfill Gas GHG Emissions | Estimated Controlled Landfill Gas GHG Emissions | Estimated Controlled Landfill Gas GHG Emissions | Estimated Controlled Landfill Gas GHG Emissions | Estimated Controlled Landfill Gas GHG Emissions | Estimated Controlled Landfill Gas GHG Emissions | Estimated Controlled Landfill Gas GHG Emissions | Estimated Controlled Landfill Gas GHG Emissions | Estimated Controlled Landfill Gas GHG Emissions | Estimated Controlled Landfill Gas GHG Emissions | Estimated Controlled Landfill Gas GHG Emissions | Estimated Controlled Landfill Gas GHG Emissions | Estimated Controlled Landfill Gas GHG Emissions | Estimated Controlled Landfill Gas GHG Emissions | Estimated Controlled Landfill Gas GHG Emissions | Estimated Controlled Landfill Gas GHG Emissions | Estimated Controlled Landfill Gas GHG Emissions | Estimated Controlled Landfill Gas GHG Emissions | Estimated Controlled Landfill Gas GHG Emissions | Estimated Controlled Landfill Gas GHG Emissions | Estimated Controlled Landfill Gas GHG Emissions | Estimated Controlled Landfill Gas GHG Emissions | Estimated Controlled Landfill Gas GHG Emissions | Estimated Controlled Landfill Gas GHG Emissions | Estimated Controlled Landfill Gas GHG Emissions | Estimated Controlled Landfill Gas GHG Emissions | Estimated Controlled Landfill Gas GHG Emissions | Estimated Controlled Landfill Gas GHG Emissions | Estimated Controlled Landfill Gas GHG Emissions | Estimated Controlled Landfill Gas GHG Emissions | Estimated Controlled Landfill Gas GHG Emissions | Estimated Controlled Landfill Gas GHG Emissions | Estimated Controlled Landfill Gas GHG Emissions | Estimated Controlled Landfill Gas GHG Emissions | Estimated Controlled Landfill Gas GHG Emissions | Estimated Controlled Landfill Gas GHG Emissions | Estimated Controlled Landfill Gas GHG Emissions | Estimated Controlled Landfill Gas GHG Emissions | Estimated Controlled Landfill Gas GHG Emissions | Estimated Controlled Landfill Gas GHG Emissions | Estimated Controlled Landfill Gas GHG Emissions | Estimated Controlled Landfill Gas GHG Emissions | Estimated Controlled Landfill Gas GHG Emissions | Estimated Controlled Landfill Gas GHG Emissions | Estimated Controlled Landfill Gas GHG Emissions | Estimated Controlled Landfill Gas GHG Emissions | Estimated Controlled Landfill Gas GHG Emissions | Estimated Controlled Landfill Gas GHG Emissions | Estimated Controlled Landfill Gas GHG Emissions | Estimated Controlled Landfill Gas GHG Emissions | Estimated Controlled Landfill Gas GHG Emissions | Estimated Controlled Landfill Gas GHG Emissions | Estimated Controlled Landfill Gas GHG Emissions | Estimated Controlled Landfill Gas GHG Emissions | Estimated Controlled Landfill Gas GHG Emissions | Estimated Controlled Landfill Gas GHG Emissions | Estimated Controlled Landfill Gas GHG Emissions | Estimated Controlled Landfill Gas GHG Emissions | Estimated Controlled Landfill Gas GHG Emissions | Estimated Controlled Landfill Gas GHG Emissions | Estimated Controlled Landfill Gas GHG Emissions | Estimated Controlled Landfill Gas GHG Emissions | Estimated Controlled Landfill Gas GHG Emissions | Estimated Controlled Landfill Gas GHG Emissions | Estimated Controlled Landfill Gas GHG Emissions | Estimated Controlled Landfill Gas GHG Emissions | Estimated Controlled Landfill Gas GHG Emissions | Estimated Controlled Landfill Gas GHG Emissions | Estimated Controlled Landfill Gas GHG Emissions | Estimated Controlled Landfill Gas GHG Emissions | Estimated Controlled Landfill Gas GHG Emissions | Estimated Controlled Landfill Gas GHG Emissions | Estimated Controlled Landfill Gas GHG Emissions | Estimated Controlled Landfill Gas GHG Emissions | Estimated Controlled Landfill Gas GHG Emissions | Estimated Controlled Landfill Gas GHG Emissions | Estimated Controlled Landfill Gas GHG Emissions | Estimated Controlled Landfill Gas GHG Emissions | Estimated Controlled Landfill Gas GHG Emissions | Estimated Controlled Landfill Gas GHG Emissions | Estimated Controlled Landfill Gas GHG Emissions | Estimated Controlled Landfill Gas GHG Emissions | Estimated Controlled Landfill Gas GHG Emissions | Estimated Controlled Landfill Gas GHG Emissions | Estimated Controlled Landfill Gas GHG Emissions | Estimated Controlled Landfill Gas GHG Emissions | Estimated Controlled Landfill Gas GHG Emissions | Estimated Controlled Landfill Gas GHG Emissions | Estimated Controlled Landfill Gas GHG Emissions | Estimated Controlled Landfill Gas GHG Emissions | Estimated Controlled Landfill Gas GHG Emissions | Estimated Controlled Landfill Gas GHG Emissions | Estimated Controlled Landfill Gas GHG Emissions | Estimated Controlled Landfill Gas GHG Emissions | Estimated Controlled Landfill Gas GHG Emissions | Estimated Controlled Landfill Gas GHG Emissions | Estimated Controlled Landfill Gas GHG Emissions | Estimated Controlled Landfill Gas GHG Emissions | Estimated Controlled Landfill Gas GHG Emissions | Estimated Controlled Landfill Gas GHG Emissions | Estimated Controlled Landfill Gas GHG Emissions | Estimated Controlled Landfill Gas GHG Emissions | Estimated Controlled Landfill Gas GHG Emissions | Estimated Controlled Landfill Gas GHG Emissions | Estimated Controlled Landfill Gas GHG Emissions | Estimated Controlled Landfill Gas GHG Emissions | Estimated Controlled Landfill Gas GHG Emissions | Estimated Controlled Landfill Gas GHG Emissions | Estimated Controlled Landfill Gas GHG Emissions | Estimated Controlled Landfill Gas GHG Emissions | Estimated Controlled Landfill Gas GHG Emissions | Estimated Controlled Landfill Gas GHG Emissions | Estimated Controlled Landfill Gas GHG Emissions | Estimated Controlled Landfill Gas GHG Emissions | Estimated Controlled Landfill Gas GHG Emissions | Estimated Controlled Landfill Gas GHG Emissions | Estimated Controlled Landfill Gas GHG Emissions | Estimated Controlled Landfill Gas GHG Emissions | Estimated Controlled Landfill Gas GHG Emissions | Estimated Controlled Landfill Gas GHG Emissions | Estimated Controlled Landfill Gas GHG Emissions | Estimated Controlled Landfill Gas GHG Emissions | Estimated Controlled Landfill Gas GHG Emissions | Estimated Controlled Landfill Gas GHG Emissions | Estimated Controlled Landfill Gas GHG Emissions | Estimated Controlled Landfill Gas GHG Emissions | Estimated Controlled Landfill Gas GHG Emissions | Estimated Controlled Landfill Gas GHG Emissions | Estimated Controlled Landfill Gas GHG Emissions | Estimated Controlled Landfill Gas GHG Emissions | Estimated Controlled Landfill Gas GHG Emissions | Estimated Controlled Landfill Gas GHG Emissions | Estimated Controlled Landfill Gas GHG Emissions | Estimated Controlled Landfill Gas GHG Emissions | Estimated Controlled Landfill Gas GHG Emissions | Estimated Controlled Landfill Gas GHG Emissions | Estimated Controlled Landfill Gas GHG Emissions | Estimated Controlled Landfill Gas GHG Emissions | Estimated Controlled Landfill Gas GHG Emissions | Estimated Controlled Landfill Gas GHG Emissions | Estimated Controlled Landfill Gas GHG Emissions | Estimated Controlled Landfill Gas GHG Emissions | Estimated Controlled Landfill Gas GHG Emissions | Estimated Controlled Landfill Gas GHG Emissions | Estimated Controlled Landfill Gas GHG Emissions | Estimated Controlled Landfill Gas GHG Emissions | Estimated Controlled Landfill Gas GHG Emissions | Estimated Controlled Landfill Gas GHG Emissions | Estimated Controlled Landfill Gas GHG Emissions | Estimated Controlled Landfill Gas GHG Emissions | Estimated Controlled Landfill Gas GHG Emissions | Estimated Controlled Landfill Gas GHG Emissions | Estimated Controlled Landfill Gas GHG Emissions | Estimated Controlled Landfill Gas GHG Emissions | Estimated Controlled Landfill Gas GHG Emissions | Estimated Controlled Landfill Gas GHG Emissions | Estimated Controlled Landfill Gas GHG Emissions | Estimated Controlled Landfill Gas GHG Emissions | Estimated Controlled Landfill Gas GHG Emissions | Estimated Controlled Landfill Gas GHG Emissions | Estimated Controlled Landfill Gas GHG Emissions | Estimated Controlled Landfill Gas GHG Emissions | Estimated Controlled Landfill Gas GHG Emissions | Estimated Controlled Landfill Gas GHG Emissions | Estimated Controlled Landfill Gas GHG Emissions | Estimated Controlled Landfill Gas GHG Emissions | Estimated Controlled Landfill Gas GHG Emissions
Camino Real Landfill - Emissions Unit 3
A | Total CH4 Generation (2018 prior to NSPS Controls) | 4381.11 | Mg/yr
B | Percent of Fugitive Landfill Gas | 25%
C | Tons/Mg | 1.1023 | tons/Mg
D | Total Fugitive CH4 Generation | 1207.3353 | tons/yr
E | Total Non-Fugitive CH4 Generation | 3622.006 | tons/yr
F | Oxidation Factor | 10%
G | Non-Fugitive CH4 Oxidized Through Cover | 362.2006 | tons/yr
H | Total Non-Fugitive CH4 Emissions | 3259.8054 | tons/yr
I | CO2e Conversion | 25 | ton CO2/ton CH4
J | Total Non-Fugitive Anthropogenic CH4 Emissions | 81495.1356 | tons/yr CO2e
K | Total CO2 Generation (2018 prior to NSPS Controls) | 12020.7389 | Mg/yr
L | Total Fugitive CO2 Generation | 3312.6452 | tons/yr
M | Total Non-Fugitive CO2 Generation | 9937.9355 | tons/yr
N | Oxidized CH4 to CO2 Conversion Factor | 2.75
O | Non-Fugitive CO2 Emitted Through Cover (Oxidized CH4) | 996.0517 | tons/yr
P | Total Non-Fugitive Biogenic CO2 Emissions | 10933.9871 | tons/yr
Estimated Controlled Landfill Gas GHG Emissions
Camino Real Landfill - Emissions Unit 5
A | Flare Throughput = | 3000 | cfm
B | Flare Throughput = | 1576.8 | mmscf
C | Flare Methane Throughput = | 788.4 | mmscf
D | Flare Carbon Dioxide Throughput = | 788.4 | mmscf
E | Heat Rate = | 91.08 | MMBTU/hr
F | Combustion CO2 = | 41544.6119 | metric tpy
G | Passthrough CO2 = | 41481.4127 | metric tpy
H | Total Biogenic CO2 = | 83026.0246 | metric tpy
I | Total Biogenic CO2 = | 91520.4172 | tons/yr
J | Total Anthropogenic N2O = | 0.50265 | metric tpy
K | Total Anthropogenic N2O = | 0.55408 | tons/yr
L | Total Anthropogenic CH4 = | 2.5532 | metric tpy
M | Total Anthropogenic CH4 = | 2.8144 | tons/yr
N | Global Warming Potential of N2O = | 298
O | Global Warming Potential of CH4 = | 25
P | Total Anthropogenic Emissions = | 235.4746 | tpy CO2e

## Table 6 Insignificant Activites
TABLE 6.6
INSIGNIFICANT ACTIVITIES
CAMINO REAL LANDFILL
SUNLAND PARK, NEW MEXICO
Diesel Fuel Storage Tank
Tank Contents |  | Capacity (gallons) | Maximum Annual Throughput (gallons/year) 1 | Emissions
|  |  |  | lb/yr | tpy
Diesel |  | 500 | 1000000 | 24.95 | 0.012475
Diesel |  | 10000 | 1000000 | 31.62 | 0.01581
The VOC emissions from the storage tanks were estimated using the TANKS 4.0.9d model. The output files from the TANKS models are included in Appendix 7-7.
Light Plants
Regulated Pollutants for each 8-HP Diesel Engine | Engine Rating (hp) | Actual Hours of Operation (hrs/yr) | Emissions Factor (lb/hp-hr) | Actual Emissions (tons/yr)
NOx | 8 | 624 | 0.031 | 0.077376
Emissions factorfor NOx is from AP-42, Table 3.3-1. Emissions are below the 25 tons/year NOx threshold for 200-hp engines.